## Eligible Battery Products
Eligible Systems
New System
| 1 | 3 | 4 | 2 | 5 | 6 | 7 | 8 | 9 | 10
Date Added | Reference # | HBS designation | Useable capacity (kWh) | BESS manufacturer | BESS Model # | Battery System (BS) Manufacturer | Battery System (BS) Model # | Number of BESS/BS in system | Inverter manufacturer | Inverter model # | Battery Brand | CEC Expiry Date
2018-10-25 | HBS1008 | sonnenBatterie hybrid 9.53/7.5 | 6.8 | sonnenBatterie | Hybrid 9.53/7.5 |  |  | 1 |  |  | sonnen | 2025-08-12
2018-10-25 | HBS1009 | sonnenBatterie hybrid 9.53/10 | 9 | sonnenBatterie | Hybrid 9.53/10 |  |  | 1 |  |  | sonnen | 2025-08-12
2018-10-25 | HBS1010 | sonnenBatterie hybrid 9.53/12.5 | 11.3 | sonnenBatterie | Hybrid 9.53/12.5 |  |  | 1 |  |  | sonnen | 2025-08-12
2018-10-25 | HBS1011 | sonnenBatterie hybrid 9.53/15 | 13.5 | sonnenBatterie | Hybrid 9.53/15 |  |  | 1 |  |  | sonnen | 2025-08-12
2018-11-13 | HBS1031 | Alpha-ESS Storion SMILE5 11.5 (SMILE5-INV + 2xSMILE5-BAT) | 11 |  |  | Alpha-ESS | SMILE5-BAT | 2 | Alpha-ESS | SMILE5-INV | Alpha-ESS | 2025-01-25
2018-11-13 | HBS1032 | Alpha-ESS Storion SMILE5 17.2 (SMILE5-INV + 3xSMILE5-BAT) | 16.5 |  |  | Alpha-ESS | SMILE5-BAT | 3 | Alpha-ESS | SMILE5-INV | Alpha-ESS | 2025-01-25
2018-11-13 | HBS1034 | Alpha-ESS Storion SMILEB3-GW 11.5 (GW3600S-BP inverter + 2xSMILE5-BAT) | 11 |  |  | Alpha-ESS | SMILE5-BAT | 2 | GoodWe | GW3600S-BP | Alpha-ESS | 2025-03-02
2018-11-13 | HBS1035 | Alpha-ESS Storion SMILEB3-GW 17.2 (GW3600S-BP inverter + 3xSMILE5-BAT) | 16.5 |  |  | Alpha-ESS | SMILE5-BAT | 3 | GoodWe | GW3600S-BP | Alpha-ESS | 2025-03-02
2018-11-13 | HBS1037 | Alpha-ESS Storion SMILEB3-SF 11.5 (ME3000SP inverter + 2xSMILE5-BAT) | 11 |  |  | Alpha-ESS | SMILE5-BAT | 2 | Shenzhen SOFAR SOLAR Co Ltd | ME 3000SP | Alpha-ESS | 2025-06-29
2018-11-13 | HBS1038 | Alpha-ESS Storion SMILEB3-SF 17.2 (ME3000SP inverter + 3xSMILE5-BAT) | 16.5 |  |  | Alpha-ESS | SMILE5-BAT | 3 | Shenzhen SOFAR SOLAR Co Ltd | ME 3000SP | Alpha-ESS | 2025-06-29
2018-11-13 | HBS1040 | Alpha-ESS Storion SMILEB5-GW 11.5 (GW5000S-BP inverter + 2xSMILE5-BAT) | 11 |  |  | Alpha-ESS | SMILE5-BAT | 2 | GoodWe | GW5000S-BP | Alpha-ESS | 2025-03-02
2018-11-13 | HBS1041 | Alpha-ESS Storion SMILEB5-GW 17.2 (GW5000S-BP inverter + 3xSMILE5-BAT) | 16.5 |  |  | Alpha-ESS | SMILE5-BAT | 3 | GoodWe | GW5000S-BP | Alpha-ESS | 2025-03-02
2018-12-17 | HBS1043 | Tesla Powerwall 2 AC with Backup Gateway | 13.5 | Tesla | AC Powerwall |  |  | 1 |  |  | Tesla | 2025-08-23
2019-02-13 | HBS1206 | Pylontech US2000 Plus (6 off) w/ Goodwe GW5048D-ES inverter | 13.2 |  |  | Pylontech | US2000 Plus | 6 | Goodwe | GW5048D-ES | Pylontech | 2025-05-02
2019-02-20 | HBS1216 | Pylontech US2000 Plus (5 off) w/ Goodwe GW5048D-ES inverter | 11 |  |  | Pylontech | US2000 Plus | 5 | Goodwe | GW5048D-ES | Pylontech | 2025-05-02
2019-02-20 | HBS1217 | Pylontech US2000 Plus (4 off) w/ Goodwe GW5048D-ES inverter | 8.8 |  |  | Pylontech | US2000 Plus | 4 | Goodwe | GW5048D-ES | Pylontech | 2025-05-02
2019-02-20 | HBS1218 | Pylontech US2000 Plus (3 off) w/ Goodwe GW5048D-ES inverter | 6.6 |  |  | Pylontech | US2000 Plus | 3 | Goodwe | GW5048D-ES | Pylontech | 2025-05-02
2019-03-27 | HBS1267 | Alpha-ESS Smile-GW-5048D-ES (GW5048D-ES inverter + 2xSMILE5-BAT) | 11 |  |  | Alpha-ESS | SMILE5-BAT | 2 | GoodWe | GW5048D-ES | Alpha-ESS | 2025-05-02
2019-03-27 | HBS1268 | Alpha-ESS Smile-GW-5048D-ES (GW5048D-ES inverter + 3xSMILE5-BAT) | 16.5 |  |  | Alpha-ESS | SMILE5-BAT | 3 | GoodWe | GW5048D-ES | Alpha-ESS | 2025-05-02
2019-05-14 | HBS1298 | Dyness B4850 (3 off) w/ GoodWe GW5000S-BP inverter (AC coupled) | 6.6 |  |  | Dyness | B4850 | 3 | Goodwe | GW5000S-BP | Dyness | 2025-03-02
2019-05-14 | HBS1299 | Dyness B4850 (4 off) w/ GoodWe GW5000S-BP inverter (AC coupled) | 8.8 |  |  | Dyness | B4850 | 4 | Goodwe | GW5000S-BP | Dyness | 2025-03-02
2019-05-14 | HBS1300 | Dyness B4850 (5 off) w/ GoodWe GW5000S-BP inverter (AC coupled) | 11 |  |  | Dyness | B4850 | 5 | Goodwe | GW5000S-BP | Dyness | 2025-03-02
2019-05-14 | HBS1308 | Dyness PowerBox F-7.5 w/ GoodWe GW5000S-BP inverter (AC coupled) | 6.5 |  |  | Dyness | PowerBox F-7.5 | 1 | Goodwe | GW5000S-BP | Dyness | 2025-03-02
2019-05-14 | HBS1309 | Dyness PowerBox F-10 w/ GoodWe GW5000S-BP inverter (AC coupled) | 8.6 |  |  | Dyness | PowerBox F-10 | 1 | Goodwe | GW5000S-BP | Dyness | 2025-03-02
2019-07-04 | HBS1334 | Alpha-ESS eStore-GW5048D-ES-10.3 (GW5048D-ES inverter + 1xeSTORE-BAT-10.3) | 9.3 |  |  | Alpha-ESS | eSTORE-BAT-10.3 | 1 | GoodWe | GW5048D-ES | Alpha-ESS | 2025-05-02
2019-07-04 | HBS1335 | Alpha-ESS eStore -GW5048D-ES-20.6 (GW5048D-ES inverter + 2xeSTORE-BAT-10.3) | 18.6 |  |  | Alpha-ESS | eSTORE-BAT-10.3 | 2 | GoodWe | GW5048D-ES | Alpha-ESS | 2025-05-02
2019-07-04 | HBS1336 | Alpha-ESS eStore-GW5000S-BP-10.3 (GW5000S-BP inverter + 1xeSTORE-BAT-10.3) | 9.3 |  |  | Alpha-ESS | eSTORE-BAT-10.3 | 1 | GoodWe | GW5000S-BP | Alpha-ESS | 2025-03-02
2019-07-04 | HBS1337 | Alpha-ESS eStore-GW5000S-BP-20.6 (GW5000S-BP inverter + 2xeSTORE-BAT-10.3) | 18.6 |  |  | Alpha-ESS | eSTORE-BAT-10.3 | 2 | GoodWe | GW5000S-BP | Alpha-ESS | 2025-03-02
2019-07-09 | HBS1338 | Alpha-ESS Storion SMILE5 10.3 (SMILE5-INV + 1xSMILE-BAT-10.3P) | 9.3 |  |  | Alpha-ESS | SMILE-BAT-10.3P | 1 | Alpha-ESS | SMILE5-INV | Alpha-ESS | 2025-01-22
2019-07-09 | HBS1339 | Alpha-ESS Storion SMILE5 20.6 (SMILE5-INV + 2xSMILE-BAT-10.3P) | 18.6 |  |  | Alpha-ESS | SMILE-BAT-10.3P | 2 | Alpha-ESS | SMILE5-INV | Alpha-ESS | 2025-01-22
2019-07-10 | HBS1347 | BYD B-Box L 7(Au) w/ GoodWe GW5048D-ES inverter | 7 |  |  | BYD | B-Box L 7(Au) | 1 | GoodWe | GW5048D-ES | BYD | 2025-05-02
2019-07-10 | HBS1351 | BYD B-Box L 7(Au) w/ GoodWe GW5000S-BP inverter | 7 |  |  | BYD | B-Box L 7(Au) | 1 | GoodWe | GW5000S-BP | BYD | 2025-03-02
2019-07-10 | HBS1352 | BYD B-Box L 10.5(Au) w/ GoodWe GW5048D-ES inverter | 10.5 |  |  | BYD | B-Box L 10.5(Au) | 1 | GoodWe | GW5048D-ES | BYD | 2025-05-02
2019-07-10 | HBS1356 | BYD B-Box L 10.5(Au) w/ GoodWe GW5000S-BP inverter | 10.5 |  |  | BYD | B-Box L 10.5(Au) | 1 | GoodWe | GW5000S-BP | BYD | 2025-03-02
2019-07-10 | HBS1357 | BYD B-Box L 14(Au) w/ GoodWe GW5048D-ES inverter | 14 |  |  | BYD | B-Box L 14(Au) | 1 | GoodWe | GW5048D-ES | BYD | 2025-05-02
2019-07-10 | HBS1361 | BYD B-Box L 14(Au) w/ GoodWe GW5000S-BP inverter | 14 |  |  | BYD | B-Box L 14(Au) | 1 | GoodWe | GW5000S-BP | BYD | 2025-03-02
2019-07-10 | HBS1364 | BYD B-Box L 7(Au) w/ Selectronic SPMC481-AU inverter charger, Select.live | 7 |  |  | BYD | B-Box L 7(Au) | 1 | Selectronic Australia Pty Ltd | SPMC481-AU | BYD | 2025-04-08
2019-07-10 | HBS1365 | BYD B-Box L 7(Au) w/ Selectronic SPMC482-AU inverter charger, Select.live | 7 |  |  | BYD | B-Box L 7(Au) | 1 | Selectronic Australia Pty Ltd | SPMC482-AU | BYD | 2025-04-08
2019-07-10 | HBS1366 | BYD B-Box L 10.5(Au) w/ Selectronic SPMC481-AU inverter charger, Select.live | 10.5 |  |  | BYD | B-Box L 10.5(Au) | 1 | Selectronic Australia Pty Ltd | SPMC481-AU | BYD | 2025-04-08
2019-07-10 | HBS1367 | BYD B-Box L 10.5(Au) w/ Selectronic SPMC482-AU inverter charger, Select.live | 10.5 |  |  | BYD | B-Box L 10.5(Au) | 1 | Selectronic Australia Pty Ltd | SPMC482-AU | BYD | 2025-04-08
2019-07-10 | HBS1368 | BYD B-Box L 14(Au) w/ Selectronic SPMC481-AU inverter charger, Select.live | 14 |  |  | BYD | B-Box L 14(Au) | 1 | Selectronic Australia Pty Ltd | SPMC481-AU | BYD | 2025-04-08
2019-07-10 | HBS1369 | BYD B-Box L 14(Au) w/ Selectronic SPMC482-AU inverter charger, Select.live | 14 |  |  | BYD | B-Box L 14(Au) | 1 | Selectronic Australia Pty Ltd | SPMC482-AU | BYD | 2025-04-08
2019-07-19 | HBS1384 | Alpha-ESS Storion-SMILE-B3 (HIVE) (2xM4856-P battery expansion) | 8.4 | Alpha-ESS | Storion-SMILE-B3 |  |  | 1 |  |  | Alpha-ESS | 2025-02-03
2019-07-19 | HBS1385 | Alpha-ESS Storion-SMILE-B3 (HIVE) (3xM4856-P battery expansion) | 11.2 | Alpha-ESS | Storion-SMILE-B3 |  |  | 1 |  |  | Alpha-ESS | 2025-02-03
2019-07-19 | HBS1386 | Alpha-ESS Storion-SMILE-B3 (HIVE) (4xM4856-P battery expansion) | 14 | Alpha-ESS | Storion-SMILE-B3 |  |  | 1 |  |  | Alpha-ESS | 2025-02-03
2019-07-19 | HBS1387 | Alpha-ESS Storion-SMILE-B3 (HIVE) (5xM4856-P battery expansion) | 16.8 | Alpha-ESS | Storion-SMILE-B3 |  |  | 1 |  |  | Alpha-ESS | 2025-02-03
2019-07-19 | HBS1390 | Alpha-ESS Storion-SMILE-B3 (Goanna) (2xM4856-P battery expansion) | 8.4 | Alpha-ESS | Storion-SMILE-B3 |  |  | 1 |  |  | Alpha-ESS | 2025-02-03
2019-07-19 | HBS1391 | Alpha-ESS Storion-SMILE-B3 (Goanna) (3xM4856-P battery expansion) | 11.2 | Alpha-ESS | Storion-SMILE-B3 |  |  | 1 |  |  | Alpha-ESS | 2025-02-03
2019-07-19 | HBS1392 | Alpha-ESS Storion-SMILE-B3 (Goanna) (4xM4856-P battery expansion) | 14 | Alpha-ESS | Storion-SMILE-B3 |  |  | 1 |  |  | Alpha-ESS | 2025-02-03
2019-07-19 | HBS1393 | Alpha-ESS Storion-SMILE-B3 (Goanna) (5xM4856-P battery expansion) | 16.8 | Alpha-ESS | Storion-SMILE-B3 |  |  | 1 |  |  | Alpha-ESS | 2025-02-03
2019-10-08 | HBS1340 | Alpha-ESS Storion SMILE5 10.1 (SMILE5-INV + 1xSMILE-BAT-10.1P) | 9.1 |  |  | Alpha-ESS | SMILE-BAT-10.1P | 1 | Alpha-ESS | SMILE5-INV | Alpha-ESS | 2025-01-22
2019-10-08 | HBS1341 | Alpha-ESS Storion SMILE5 20.2 (SMILE5-INV + 2xSMILE-BAT-10.1P) | 18.2 |  |  | Alpha-ESS | SMILE-BAT-10.1P | 2 | Alpha-ESS | SMILE5-INV | Alpha-ESS | 2025-01-22
2019-10-08 | HBS1403 | Redback Smart Hybrid SH5000-Pylontech 7.1 (Pylontech US3000 Plus (2 off) w/ Redback SH5000 inverter, BE13200 enclosure, smart meter) | 6.4 |  |  | Pylontech | US3000 | 2 | Redback | SH5000 | Redback | 2024-12-19
2019-10-08 | HBS1410 | Alpha-ESS eStore-GW5048D-ES-10.1 (GW5048D-ES inverter + 1xeSTORE-BAT-10.1) | 9.1 |  |  | Alpha-ESS | eSTORE-BAT-10.1 | 1 | GoodWe | GW5048D-ES | Alpha-ESS | 2025-05-02
2019-10-08 | HBS1411 | Alpha-ESS eStore -GW5048D-ES-20.2 (GW5048D-ES inverter + 2xeSTORE-BAT-10.1) | 18.2 |  |  | Alpha-ESS | eSTORE-BAT-10.1 | 2 | GoodWe | GW5048D-ES | Alpha-ESS | 2025-05-02
2019-10-08 | HBS1412 | Alpha-ESS eStore-GW5000S-BP-10.1 (GW5000S-BP inverter + 1xeSTORE-BAT-10.1) | 9.1 |  |  | Alpha-ESS | eSTORE-BAT-10.1 | 1 | GoodWe | GW5000S-BP | Alpha-ESS | 2025-03-02
2019-10-08 | HBS1413 | Alpha-ESS eStore-GW5000S-BP-20.2 (GW5000S-BP inverter + 2xeSTORE-BAT-10.1) | 18.2 |  |  | Alpha-ESS | eSTORE-BAT-10.1 | 2 | GoodWe | GW5000S-BP | Alpha-ESS | 2025-03-02
2019-10-16 | HBS1416 | Alpha-ESS SMILE-B5 10.1 (GW5000S-BP inverter + 1xSMILE-BAT-10.1P) | 9.1 |  |  | Alpha-ESS | SMILE-BAT-10.1P | 1 | GoodWe | GW5000S-BP | Alpha-ESS | 2025-03-02
2019-10-16 | HBS1418 | Alpha-ESS SMILE-B5 10.3 (GW5000S-BP inverter + 1xSMILE-BAT-10.3P) | 9.3 |  |  | Alpha-ESS | SMILE-BAT-10.3P | 1 | GoodWe | GW5000S-BP | Alpha-ESS | 2025-03-02
2019-10-16 | HBS1420 | Alpha-ESS SMILE-B5 20.2 (GW5000S-BP inverter + 2xSMILE-BAT-10.1P) | 18.2 |  |  | Alpha-ESS | SMILE-BAT-10.1P | 2 | GoodWe | GW5000S-BP | Alpha-ESS | 2025-03-02
2019-10-16 | HBS1422 | Alpha-ESS SMILE-B5 20.6 (GW5000S-BP inverter + 2xSMILE-BAT-10.3P) | 18.6 |  |  | Alpha-ESS | SMILE-BAT-10.3P | 2 | GoodWe | GW5000S-BP | Alpha-ESS | 2025-03-02
2019-10-22 | HBS1417 | Alpha-ESS SMILE-B3.6 10.1 (GW3600S-BP inverter + 1xSMILE-BAT-10.1P) | 9.1 |  |  | Alpha-ESS | SMILE-BAT-10.1P | 1 | GoodWe | GW3600S-BP | Alpha-ESS | 2025-03-02
2019-10-22 | HBS1419 | Alpha-ESS SMILE-B3.6 10.3 (GW3600S-BP inverter + 1xSMILE-BAT-10.3P) | 9.3 |  |  | Alpha-ESS | SMILE-BAT-10.3P | 1 | GoodWe | GW3600S-BP | Alpha-ESS | 2025-03-02
2019-10-22 | HBS1421 | Alpha-ESS SMILE-B3.6 20.2 (GW3600S-BP inverter + 2xSMILE-BAT-10.1P) | 18.2 |  |  | Alpha-ESS | SMILE-BAT-10.1P | 2 | GoodWe | GW3600S-BP | Alpha-ESS | 2025-03-02
2019-10-22 | HBS1423 | Alpha-ESS SMILE-B3.6 20.6 (GW3600S-BP inverter + 2xSMILE-BAT-10.3P) | 18.6 |  |  | Alpha-ESS | SMILE-BAT-10.3P | 2 | GoodWe | GW3600S-BP | Alpha-ESS | 2025-03-02
2019-10-25 | HBS1430 | Growatt GBLI 6531 (x2) w/ Shenzhen Growatt New Energy Co Ltd Growatt SPH5000 Eastron SDM-230 | 12 |  |  | Growatt | GBLI 6531 | 2 | Shenzhen Growatt New Energy Co Ltd | Growatt SPH5000 | Growatt | 2024-08-30
2019-12-06 | HBS1433 | Q CELLS Q.HOME+ ESS HYB G2 8kWh, SwitchDin 'smart controller' | 7.2 |  |  | Hanwha Q CELLS & Advanced Materials Corporation | Q.SAVE G2 4kWh B1.1.1 | 2 | Hanwha Q CELLS & Advanced Materials Corporation | Q.VOLT G2 HYB-5kW.1.1 | Q CELLS | 2024-12-15
2019-12-06 | HBS1434 | Q CELLS Q.HOME+ ESS HYB G2 12kWh, SwitchDin 'smart controller' | 10.8 |  |  | Hanwha Q CELLS & Advanced Materials Corporation | Q.SAVE G2 4kWh B1.1.1 | 3 | Hanwha Q CELLS & Advanced Materials Corporation | Q.VOLT G2 HYB-5kW.1.1 | Q CELLS | 2024-12-15
2019-12-06 | HBS1435 | Growatt GBLI 6531 (x1) w/ Shenzhen Growatt New Energy Co Ltd Growatt SPH5000 Eastron SDM-230 | 6 |  |  | Growatt | GBLI 6531 | 1 | Shenzhen Growatt New Energy Co Ltd | Growatt SPH5000 | Growatt | 2024-08-30
2019-12-06 | HBS1437 | Growatt GBLI 6531 (x2) w/ Shenzhen Growatt New Energy Co Ltd Growatt SPH6000 Eastron SDM-230 | 12 |  |  | Growatt | GBLI 6531 | 2 | Shenzhen Growatt New Energy Co Ltd | Growatt SPH6000 | Growatt | 2024-08-30
2019-12-06 | HBS1438 | Growatt GBLI 6531 (x1) w/ Shenzhen Growatt New Energy Co Ltd Growatt SPH6000 Eastron SDM-230 | 6 |  |  | Growatt | GBLI 6531 | 1 | Shenzhen Growatt New Energy Co Ltd | Growatt SPH6000 | Growatt | 2024-08-30
2019-12-06 | HBS1446 | Green Solutions HOMEE11 (x1) w/ Shenzhen Growatt New Energy Co Ltd Growatt SPH5000 SwitchDIN Droplet | 8.3 |  |  | Green Solutions | HOMEE11 | 1 | Shenzhen Growatt New Energy Co Ltd | Growatt SPH5000 | Green Solutions | 2024-08-30
2020-02-06 | HBS1470 | BYD B-Box H 11.5(Au) w/ GoodWe GW10KL-ET, SwitchDin 'smart controller' | 11.5 |  |  | BYD | B-Box H 11.5(Au) | 1 | GoodWe | GW10KL-ET | BYD | 2025-06-09
2020-02-27 | HBS1490 | Solax Triple Power T-Bat H 5.8 (2 off) w/ Solar X1-Fit-5.0-I, Reposit | 10.4 |  |  | Triple Power | T-Bat H 5.8 | 2 | Solax Power | X1-Fit-5.0-I | Solax | 2025-02-09
2020-02-27 | HBS1491 | Solax Triple Power T-Bat H 5.8 (2 off) w/ Solar X1-Hybrid-3.0-N-I, Reposit | 10.4 |  |  | Triple Power | T-Bat H 5.8 | 2 | Solax Power | X1-Hybrid-3.0-N-I | Solax | 2025-03-03
2020-02-27 | HBS1492 | Solax Triple Power T-Bat H 5.8 (2 off) w/ Solar X1-Hybrid-3.7-N-I, Reposit | 10.4 |  |  | Triple Power | T-Bat H 5.8 | 2 | Solax Power | X1-Hybrid-3.7-N-I | Solax | 2025-03-03
2020-02-27 | HBS1494 | Solax Triple Power T-Bat H 5.8 (2 off) w/ Solar X1-Hybrid-5.0-N-I, Reposit | 10.4 |  |  | Triple Power | T-Bat H 5.8 | 2 | Solax Power | X1-Hybrid-5.0-N-I | Solax | 2025-03-03
2020-02-27 | HBS1502 | Solax Triple Power T-Bat H 5.8 (3 off) w/ Solar X1-Fit-3.7-I, Reposit | 15.6 |  |  | Triple Power | T-Bat H 5.8 | 3 | Solax Power | X1-Fit-3.7-I | Solax | 2025-02-09
2020-02-27 | HBS1503 | Solax Triple Power T-Bat H 5.8 (3 off) w/ Solar X1-Fit-4.6-I, Reposit | 15.6 |  |  | Triple Power | T-Bat H 5.8 | 3 | Solax Power | X1-Fit-4.6-I | Solax | 2025-02-09
2020-02-27 | HBS1505 | Solax Triple Power T-Bat H 5.8 (3 off) w/ Solar X1-Fit-5.0-I, Reposit | 15.6 |  |  | Triple Power | T-Bat H 5.8 | 3 | Solax Power | X1-Fit-5.0-I | Solax | 2025-02-09
2020-02-27 | HBS1506 | Solax Triple Power T-Bat H 5.8 (3 off) w/ Solar X1-Hybrid-3.0-N-I, Reposit | 15.6 |  |  | Triple Power | T-Bat H 5.8 | 3 | Solax Power | X1-Hybrid-3.0-N-I | Solax | 2025-03-03
2020-02-27 | HBS1507 | Solax Triple Power T-Bat H 5.8 (3 off) w/ Solar X1-Hybrid-3.7-N-I, Reposit | 15.6 |  |  | Triple Power | T-Bat H 5.8 | 3 | Solax Power | X1-Hybrid-3.7-N-I | Solax | 2025-03-03
2020-02-27 | HBS1509 | Solax Triple Power T-Bat H 5.8 (3 off) w/ Solar X1-Hybrid-5.0-N-I, Reposit | 15.6 |  |  | Triple Power | T-Bat H 5.8 | 3 | Solax Power | X1-Hybrid-5.0-N-I | Solax | 2025-03-03
2020-02-27 | HBS1517 | Solax Triple Power T-Bat H 5.8 (4 off) w/ Solar X1-Fit-3.7-I, Reposit | 20.8 |  |  | Triple Power | T-Bat H 5.8 | 4 | Solax Power | X1-Fit-3.7-I | Solax | 2025-02-09
2020-02-27 | HBS1518 | Solax Triple Power T-Bat H 5.8 (4 off) w/ Solar X1-Fit-4.6-I, Reposit | 20.8 |  |  | Triple Power | T-Bat H 5.8 | 4 | Solax Power | X1-Fit-4.6-I | Solax | 2025-02-09
2020-02-27 | HBS1520 | Solax Triple Power T-Bat H 5.8 (4 off) w/ Solar X1-Fit-5.0-I, Reposit | 20.8 |  |  | Triple Power | T-Bat H 5.8 | 4 | Solax Power | X1-Fit-5.0-I | Solax | 2025-02-09
2020-02-27 | HBS1521 | Solax Triple Power T-Bat H 5.8 (4 off) w/ Solar X1-Hybrid-3.0-N-I, Reposit | 20.8 |  |  | Triple Power | T-Bat H 5.8 | 4 | Solax Power | X1-Hybrid-3.0-N-I | Solax | 2025-03-03
2020-02-27 | HBS1522 | Solax Triple Power T-Bat H 5.8 (4 off) w/ Solar X1-Hybrid-3.7-N-I, Reposit | 20.8 |  |  | Triple Power | T-Bat H 5.8 | 4 | Solax Power | X1-Hybrid-3.7-N-I | Solax | 2025-03-03
2020-02-27 | HBS1524 | Solax Triple Power T-Bat H 5.8 (4 off) w/ Solar X1-Hybrid-5.0-N-I, Reposit | 20.8 |  |  | Triple Power | T-Bat H 5.8 | 4 | Solax Power | X1-Hybrid-5.0-N-I | Solax | 2025-03-03
2020-02-27 | HBS1546 | BYD B-Box Pro 7.5 w/ GoodWe GW5048D-ES inverter | 7.7 |  |  | BYD | BYD B-Box Pro 7.5 | 1 | GoodWe | GW5048D-ES | BYD | 2025-05-02
2020-02-27 | HBS1547 | BYD B-Box Pro 10.0 w/ GoodWe GW5048D-ES inverter | 10.2 |  |  | BYD | BYD B-Box Pro 10.0 | 1 | GoodWe | GW5048D-ES | BYD | 2025-05-02
2020-02-27 | HBS1548 | Growatt GBLI 6531 (x2) w/ Shenzhen Growatt New Energy Co Ltd Growatt SPH5000 Chint DTSU666 | 12 |  |  | Growatt | GBLI 6531 | 2 | Shenzhen Growatt New Energy Co Ltd | Growatt SPH5000 | Growatt | 2024-08-30
2020-02-27 | HBS1550 | Growatt GBLI 6531 (x1) w/ Shenzhen Growatt New Energy Co Ltd Growatt SPH5000 Chint DTSU666 | 6 |  |  | Growatt | GBLI 6531 | 1 | Shenzhen Growatt New Energy Co Ltd | Growatt SPH5000 | Growatt | 2024-08-30
2020-02-27 | HBS1552 | Growatt GBLI 6531 (x2) w/ Shenzhen Growatt New Energy Co Ltd Growatt SPH6000 Chint DTSU666 | 12 |  |  | Growatt | GBLI 6531 | 2 | Shenzhen Growatt New Energy Co Ltd | Growatt SPH6000 | Growatt | 2024-08-30
2020-02-27 | HBS1553 | Growatt GBLI 6531 (x1) w/ Shenzhen Growatt New Energy Co Ltd Growatt SPH6000 Chint DTSU666 | 6 |  |  | Growatt | GBLI 6531 | 1 | Shenzhen Growatt New Energy Co Ltd | Growatt SPH6000 | Growatt | 2024-08-30
2020-02-27 | HBS1554 | Growatt GBLI 6531 (x1) w/ Shenzhen Growatt New Energy Co Ltd Growatt SPH5000 Eastron SDM-630 | 6 |  |  | Growatt | GBLI 6531 | 1 | Shenzhen Growatt New Energy Co Ltd | Growatt SPH5000 | Growatt | 2024-08-30
2020-02-27 | HBS1555 | Growatt GBLI 6531 (x2) w/ Shenzhen Growatt New Energy Co Ltd Growatt SPH5000 Eastron SDM-630 | 12 |  |  | Growatt | GBLI 6531 | 2 | Shenzhen Growatt New Energy Co Ltd | Growatt SPH5000 | Growatt | 2024-08-30
2020-02-27 | HBS1556 | Growatt GBLI 6531 (x1) w/ Shenzhen Growatt New Energy Co Ltd Growatt SPH6000 Eastron SDM-630 | 6 |  |  | Growatt | GBLI 6531 | 1 | Shenzhen Growatt New Energy Co Ltd | Growatt SPH6000 | Growatt | 2024-08-30
2020-02-27 | HBS1557 | Growatt GBLI 6531 (x2) w/ Shenzhen Growatt New Energy Co Ltd Growatt SPH6000 Eastron SDM-630 | 12 |  |  | Growatt | GBLI 6531 | 2 | Shenzhen Growatt New Energy Co Ltd | Growatt SPH6000 | Growatt | 2024-08-30
2020-03-17 | HBS1560 | BYD B-Box H 9.0(Au) w/ GoodWe GW5KL-ET, SwitchDin 'smart controller' | 9 |  |  | BYD | B-Box H9.0(Au) | 1 | GoodWe | GW5KL-ET | BYD | 2025-06-09
2020-04-02 | HBS1580 | BYD Battery-Box H6.4 (AU) w/ Goodwe GW5KL-ET inverter (3 phase) | 6.4 |  |  | BYD | Battery-Box H6.4 (AU) | 1 | Goodwe | GW5KL-ET | BYD | 2025-06-09
2020-04-02 | HBS1581 | BYD Battery-Box H6.4 (AU) w/ Goodwe GW10KL-ET inverter (3 phase) | 6.4 |  |  | BYD | Battery-Box H6.4 (AU) | 1 | Goodwe | GW10KL-ET | BYD | 2025-06-09
2020-04-02 | HBS1582 | BYD Battery-Box H10.2 (AU) w/ Goodwe GW5KL-ET inverter (3 phase) | 10.2 |  |  | BYD | Battery-Box H10.2 (AU) | 1 | Goodwe | GW5KL-ET | BYD | 2025-06-09
2020-04-02 | HBS1583 | BYD Battery-Box H10.2 (AU) w/ Goodwe GW10KL-ET inverter (3 phase) | 10.2 |  |  | BYD | Battery-Box H10.2 (AU) | 1 | Goodwe | GW10KL-ET | BYD | 2025-06-09
2020-04-02 | HBS1586 | BYD Battery-Box H7.7 (AU) w/ Goodwe GW5KL-ET inverter (3 phase) | 7.7 |  |  | BYD | Battery-Box H7.7 (AU) | 1 | Goodwe | GW5KL-ET | BYD | 2025-06-09
2020-04-02 | HBS1587 | BYD Battery-Box H7.7 (AU) w/ Goodwe GW10KL-ET inverter (3 phase) | 7.7 |  |  | BYD | Battery-Box H7.7 (AU) | 1 | Goodwe | GW10KL-ET | BYD | 2025-06-09
2020-04-02 | HBS1588 | BYD Battery-Box H11.5 (AU) w/ Goodwe GW5KL-ET inverter (3 phase) | 11.5 |  |  | BYD | Battery-Box H11.5 (AU) | 1 | Goodwe | GW5KL-ET | BYD | 2025-06-09
2020-04-02 | HBS1589 | BYD Battery-Box H11.5 (AU) w/ Goodwe GW10KL-ET inverter (3 phase) | 11.5 |  |  | BYD | Battery-Box H11.5 (AU) | 1 | Goodwe | GW10KL-ET | BYD | 2025-06-09
2020-04-02 | HBS1590 | BYD Battery-Box H9.0 (AU) w/ Goodwe GW5KL-ET inverter (3 phase) | 9 |  |  | BYD | Battery-Box H9.0 (AU) | 1 | Goodwe | GW5KL-ET | BYD | 2025-06-09
2020-04-02 | HBS1591 | BYD Battery-Box H9.0 (AU) w/ Goodwe GW10KL-ET inverter (3 phase) | 9 |  |  | BYD | Battery-Box H9.0 (AU) | 1 | Goodwe | GW10KL-ET | BYD | 2025-06-09
2020-04-07 | HBS1575 | Alpha-ESS Storion-SMILE-T10 System (Goodwe GW10KL-ET inverter w/ 4x Alpha-ESS M4856-P batteries) (3 phase) | 10.4 |  |  | Alpha-ESS | M4856-P | 4 | Goodwe | GW10KL-ET | Alpha-ESS | 2025-06-09
2020-04-07 | HBS1576 | Alpha-ESS Storion-SMILE-T10 System (Goodwe GW10KL-ET inverter w/ 5x Alpha-ESS M4856-P batteries) (3 phase) | 13.1 |  |  | Alpha-ESS | M4856-P | 5 | Goodwe | GW10KL-ET | Alpha-ESS | 2025-06-09
2020-04-07 | HBS1577 | Alpha-ESS Storion-SMILE-T10 System (Goodwe GW10KL-ET inverter w/ 6x Alpha-ESS M4856-P batteries) (3 phase) | 15.7 |  |  | Alpha-ESS | M4856-P | 6 | Goodwe | GW10KL-ET | Alpha-ESS | 2025-06-09
2020-04-07 | HBS1578 | Alpha-ESS Storion-SMILE-T10 System (Goodwe GW10KL-ET inverter w/ 7x Alpha-ESS M4856-P batteries) (3 phase) | 18.3 |  |  | Alpha-ESS | M4856-P | 7 | Goodwe | GW10KL-ET | Alpha-ESS | 2025-06-09
2020-04-07 | HBS1579 | Alpha-ESS Storion-SMILE-T10 System (Goodwe GW10KL-ET inverter w/ 8x Alpha-ESS M4856-P batteries) (3 phase) | 20.9 |  |  | Alpha-ESS | M4856-P | 8 | Goodwe | GW10KL-ET | Alpha-ESS | 2025-06-09
2020-04-20 | HBS1562 | Solax Triple Power T-Bat H 5.8 (2 off) w/ Solar X1-Fit-5.0-I, Social Energy SE Hub | 11.6 |  |  | Triple Power | T-Bat H 5.8 | 2 | Solax Power | X1-FIT-5.0I | Solax | 2025-02-09
2020-04-20 | HBS1563 | Solax Triple Power T-Bat H 5.8 (3 off) w/ Solar X1-Fit-5.0-I, Social Energy SE Hub | 17.4 |  |  | Triple Power | T-Bat H 5.8 | 3 | Solax Power | X1-FIT-5.0I | Solax | 2025-02-09
2020-05-05 | HBS1597 | SENEC.Home V3 Hybrid 10 | 9 | SENEC GmbH | SENEC.Home V3 Hybrid 10 |  |  | 1 |  |  | SENEC | 2025-04-22
2020-05-22 | HBS1599 | BYD Battery-Box Premium LVL 15.4 w/ Selectronic SPMC480-AU inverter, Select.live | 15.4 |  |  | Shenzen BYD Electronics Co Ltd | Battery-Box Premium LVL 15.4 | 1 | Selectronic | SPMC480-AU | BYD | 2025-04-08
2020-05-22 | HBS1600 | BYD Battery-Box Premium LVL 15.4 w/ Selectronic SPMC481-AU inverter, Select.live | 15.4 |  |  | Shenzen BYD Electronics Co Ltd | Battery-Box Premium LVL 15.4 | 1 | Selectronic | SPMC481-AU | BYD | 2025-04-08
2020-05-22 | HBS1601 | BYD Battery-Box Premium LVL 15.4 w/ Selectronic SPMC482-AU inverter, Select.live | 15.4 |  |  | Shenzen BYD Electronics Co Ltd | Battery-Box Premium LVL 15.4 | 1 | Selectronic | SPMC482-AU | BYD | 2025-04-08
2020-06-19 | HBS1605 | SYL-4.5KWH(LFP) (2 off) w/ Goodwe GW3600S-BP inverter | 8.1 |  |  | SYL (Ningbo) Battery Co Ltd | SH-4.5KWH(LFP) | 2 | GoodWe | GW3600S-BP | SYL | 2025-03-02
2020-06-19 | HBS1606 | SYL-4.5KWH(LFP) (3 off) w/ Goodwe GW3600S-BP inverter | 12.2 |  |  | SYL (Ningbo) Battery Co Ltd | SH-4.5KWH(LFP) | 3 | GoodWe | GW3600S-BP | SYL | 2025-03-02
2020-06-19 | HBS1607 | SYL-4.5KWH(LFP) (4 off) w/ Goodwe GW3600S-BP inverter | 16.2 |  |  | SYL (Ningbo) Battery Co Ltd | SH-4.5KWH(LFP) | 4 | GoodWe | GW3600S-BP | SYL | 2025-03-02
2020-06-19 | HBS1609 | SYL-4.5KWH(LFP) (2 off) w/ Goodwe GW3648D-ES inverter | 8.1 |  |  | SYL (Ningbo) Battery Co Ltd | SH-4.5KWH(LFP) | 2 | GoodWe | GW3648D-ES | SYL | 2025-05-02
2020-06-19 | HBS1610 | SYL-4.5KWH(LFP) (3 off) w/ Goodwe GW3648D-ES inverter | 12.2 |  |  | SYL (Ningbo) Battery Co Ltd | SH-4.5KWH(LFP) | 3 | GoodWe | GW3648D-ES | SYL | 2025-05-02
2020-06-19 | HBS1611 | SYL-4.5KWH(LFP) (4 off) w/ Goodwe GW3648D-ES inverter | 16.2 |  |  | SYL (Ningbo) Battery Co Ltd | SH-4.5KWH(LFP) | 4 | GoodWe | GW3648D-ES | SYL | 2026-06-16
2020-06-19 | HBS1616 | Growatt GBLI 6531 (x2) w/ Shenzhen Growatt New Energy Co Ltd Growatt SPH5000 Eastron SDM-120 CT-MV | 12 |  |  | Growatt | GBLI 6531 | 2 | Shenzhen Growatt New Energy Co Ltd | Growatt SPH5000 | Growatt | 2024-08-30
2020-06-19 | HBS1618 | Growatt GBLI 6531 (x1) w/ Shenzhen Growatt New Energy Co Ltd Growatt SPH5000 Eastron SDM-120 CT-MV | 6 |  |  | Growatt | GBLI 6531 | 1 | Shenzhen Growatt New Energy Co Ltd | Growatt SPH5000 | Growatt | 2024-08-30
2020-06-19 | HBS1620 | Growatt GBLI 6531 (x2) w/ Shenzhen Growatt New Energy Co Ltd Growatt SPH6000 Eastron SDM-120 CT-MV | 12 |  |  | Growatt | GBLI 6531 | 2 | Shenzhen Growatt New Energy Co Ltd | Growatt SPH6000 | Growatt | 2024-08-30
2020-06-19 | HBS1621 | Growatt GBLI 6531 (x1) w/ Shenzhen Growatt New Energy Co Ltd Growatt SPH6000 Eastron SDM-120 CT-MV | 6 |  |  | Growatt | GBLI 6531 | 1 | Shenzhen Growatt New Energy Co Ltd | Growatt SPH6000 | Growatt | 2024-08-30
2020-06-19 | HBS1622 | Growatt GBLI 6531 (x1) w/ Shenzhen Growatt New Energy Co Ltd Growatt SPH5000 Eastron SDM-630 MV CT | 6 |  |  | Growatt | GBLI 6531 | 1 | Shenzhen Growatt New Energy Co Ltd | Growatt SPH5000 | Growatt | 2024-08-30
2020-06-19 | HBS1623 | Growatt GBLI 6531 (x2) w/ Shenzhen Growatt New Energy Co Ltd Growatt SPH5000 Eastron SDM-630 MV CT | 12 |  |  | Growatt | GBLI 6531 | 2 | Shenzhen Growatt New Energy Co Ltd | Growatt SPH5000 | Growatt | 2024-08-30
2020-06-19 | HBS1624 | Growatt GBLI 6531 (x1) w/ Shenzhen Growatt New Energy Co Ltd Growatt SPH6000 Eastron SDM-630 MV CT | 6 |  |  | Growatt | GBLI 6531 | 1 | Shenzhen Growatt New Energy Co Ltd | Growatt SPH6000 | Growatt | 2024-08-30
2020-06-19 | HBS1625 | Growatt GBLI 6531 (x2) w/ Shenzhen Growatt New Energy Co Ltd Growatt SPH6000 Eastron SDM-630 MV CT | 12 |  |  | Growatt | GBLI 6531 | 2 | Shenzhen Growatt New Energy Co Ltd | Growatt SPH6000 | Growatt | 2024-08-30
2020-07-29 | HBS1670 | BYD Battery-Box Premium HVM 11.0/11.04kWh w/ Goodwe GW5KL-ET inverter | 11 |  |  | BYD | Battery-Box Premium HVM 11.0/11.04kWh | 1 | Goodwe | GW5KL-ET | BYD | 2025-06-09
2020-07-29 | HBS1671 | BYD Battery-Box Premium HVM 13.8/13.8kWh w/ Goodwe GW5KL-ET inverter | 13.8 |  |  | BYD | Battery-Box Premium HVM 13.8/13.8kWh | 1 | Goodwe | GW5KL-ET | BYD | 2025-06-09
2020-07-29 | HBS1672 | BYD Battery-Box Premium HVM 16.6/16.54kWh w/ Goodwe GW5KL-ET inverter | 16.6 |  |  | BYD | Battery-Box Premium HVM 16.6/16.54kWh | 1 | Goodwe | GW5KL-ET | BYD | 2025-06-09
2020-07-29 | HBS1673 | BYD Battery-Box Premium HVM 19.3/19.32kWh w/ Goodwe GW5KL-ET inverter | 19.3 |  |  | BYD | Battery-Box Premium HVM 19.3/19.32kWh | 1 | Goodwe | GW5KL-ET | BYD | 2025-06-09
2020-07-29 | HBS1674 | BYD Battery-Box Premium HVM 22.1/22.08kWh w/ Goodwe GW5KL-ET inverter | 22.1 |  |  | BYD | Battery-Box Premium HVM 22.1/22.08kWh | 1 | Goodwe | GW5KL-ET | BYD | 2025-06-09
2020-07-29 | HBS1676 | BYD Battery-Box Premium HVM 11.0/11.04kWh w/ Goodwe GW6KL-ET inverter | 11 |  |  | BYD | Battery-Box Premium HVM 11.0/11.04kWh | 1 | Goodwe | GW6KL-ET | BYD | 2025-06-09
2020-07-29 | HBS1677 | BYD Battery-Box Premium HVM 13.8/13.8kWh w/ Goodwe GW6KL-ET inverter | 13.8 |  |  | BYD | Battery-Box Premium HVM 13.8/13.8kWh | 1 | Goodwe | GW6KL-ET | BYD | 2025-06-09
2020-07-29 | HBS1678 | BYD Battery-Box Premium HVM 16.6/16.54kWh w/ Goodwe GW6KL-ET inverter | 16.6 |  |  | BYD | Battery-Box Premium HVM 16.6/16.54kWh | 1 | Goodwe | GW6KL-ET | BYD | 2025-06-09
2020-07-29 | HBS1679 | BYD Battery-Box Premium HVM 19.3/19.32kWh w/ Goodwe GW6KL-ET inverter | 19.3 |  |  | BYD | Battery-Box Premium HVM 19.3/19.32kWh | 1 | Goodwe | GW6KL-ET | BYD | 2025-06-09
2020-07-29 | HBS1680 | BYD Battery-Box Premium HVM 22.1/22.08kWh w/ Goodwe GW6KL-ET inverter | 22.1 |  |  | BYD | Battery-Box Premium HVM 22.1/22.08kWh | 1 | Goodwe | GW6KL-ET | BYD | 2025-06-09
2020-07-29 | HBS1682 | BYD Battery-Box Premium HVM 11.0/11.04kWh w/ Goodwe GW8KL-ET inverter | 11 |  |  | BYD | Battery-Box Premium HVM 11.0/11.04kWh | 1 | Goodwe | GW8KL-ET | BYD | 2025-06-09
2020-07-29 | HBS1683 | BYD Battery-Box Premium HVM 13.8/13.8kWh w/ Goodwe GW8KL-ET inverter | 13.8 |  |  | BYD | Battery-Box Premium HVM 13.8/13.8kWh | 1 | Goodwe | GW8KL-ET | BYD | 2025-06-09
2020-07-29 | HBS1684 | BYD Battery-Box Premium HVM 16.6/16.54kWh w/ Goodwe GW8KL-ET inverter | 16.6 |  |  | BYD | Battery-Box Premium HVM 16.6/16.54kWh | 1 | Goodwe | GW8KL-ET | BYD | 2025-06-09
2020-07-29 | HBS1685 | BYD Battery-Box Premium HVM 19.3/19.32kWh w/ Goodwe GW8KL-ET inverter | 19.3 |  |  | BYD | Battery-Box Premium HVM 19.3/19.32kWh | 1 | Goodwe | GW8KL-ET | BYD | 2025-06-09
2020-07-29 | HBS1686 | BYD Battery-Box Premium HVM 22.1/22.08kWh w/ Goodwe GW8KL-ET inverter | 22.1 |  |  | BYD | Battery-Box Premium HVM 22.1/22.08kWh | 1 | Goodwe | GW8KL-ET | BYD | 2025-06-09
2020-07-29 | HBS1688 | BYD Battery-Box Premium HVM 11.0/11.04kWh w/ Goodwe GW10KL-ET inverter | 11 |  |  | BYD | Battery-Box Premium HVM 11.0/11.04kWh | 1 | Goodwe | GW10KL-ET | BYD | 2025-06-09
2020-07-29 | HBS1689 | BYD Battery-Box Premium HVM 13.8/13.8kWh w/ Goodwe GW10KL-ET inverter | 13.8 |  |  | BYD | Battery-Box Premium HVM 13.8/13.8kWh | 1 | Goodwe | GW10KL-ET | BYD | 2025-06-09
2020-07-29 | HBS1690 | BYD Battery-Box Premium HVM 16.6/16.54kWh w/ Goodwe GW10KL-ET inverter | 16.6 |  |  | BYD | Battery-Box Premium HVM 16.6/16.54kWh | 1 | Goodwe | GW10KL-ET | BYD | 2025-06-09
2020-07-29 | HBS1691 | BYD Battery-Box Premium HVM 19.3/19.32kWh w/ Goodwe GW10KL-ET inverter | 19.3 |  |  | BYD | Battery-Box Premium HVM 19.3/19.32kWh | 1 | Goodwe | GW10KL-ET | BYD | 2025-06-09
2020-07-29 | HBS1692 | BYD Battery-Box Premium HVM 22.1/22.08kWh w/ Goodwe GW10KL-ET inverter | 22.1 |  |  | BYD | Battery-Box Premium HVM 22.1/22.08kWh | 1 | Goodwe | GW10KL-ET | BYD | 2025-06-09
2020-07-29 | HBS1693 | BYD Battery-Box Premium HVM 8.3/8.28kWh w/ Goodwe GW3600-EH inverter | 8.3 |  |  | BYD | Battery-Box Premium HVM 8.3/8.28kWh | 1 | Goodwe | GW3600-EH | BYD | 2025-06-08
2020-07-29 | HBS1694 | BYD Battery-Box Premium HVM 11.0/11.04kWh w/ Goodwe GW3600-EH inverter | 11 |  |  | BYD | Battery-Box Premium HVM 11.0/11.04kWh | 1 | Goodwe | GW3600-EH | BYD | 2025-06-08
2020-07-29 | HBS1695 | BYD Battery-Box Premium HVM 13.8/13.8kWh w/ Goodwe GW3600-EH inverter | 13.8 |  |  | BYD | Battery-Box Premium HVM 13.8/13.8kWh | 1 | Goodwe | GW3600-EH | BYD | 2025-06-08
2020-07-29 | HBS1696 | BYD Battery-Box Premium HVM 16.6/16.54kWh w/ Goodwe GW3600-EH inverter | 16.6 |  |  | BYD | Battery-Box Premium HVM 16.6/16.54kWh | 1 | Goodwe | GW3600-EH | BYD | 2025-06-08
2020-07-29 | HBS1697 | BYD Battery-Box Premium HVM 19.3/19.32kWh w/ Goodwe GW3600-EH inverter | 19.3 |  |  | BYD | Battery-Box Premium HVM 19.3/19.32kWh | 1 | Goodwe | GW3600-EH | BYD | 2025-06-08
2020-07-29 | HBS1699 | BYD Battery-Box Premium HVM 8.3/8.28kWh w/ Goodwe GW5000-EH inverter | 8.3 |  |  | BYD | Battery-Box Premium HVM 8.3/8.28kWh | 1 | Goodwe | GW5000-EH | BYD | 2025-06-08
2020-07-29 | HBS1700 | BYD Battery-Box Premium HVM 11.0/11.04kWh w/ Goodwe GW5000-EH inverter | 11 |  |  | BYD | Battery-Box Premium HVM 11.0/11.04kWh | 1 | Goodwe | GW5000-EH | BYD | 2025-06-08
2020-07-29 | HBS1701 | BYD Battery-Box Premium HVM 13.8/13.8kWh w/ Goodwe GW5000-EH inverter | 13.8 |  |  | BYD | Battery-Box Premium HVM 13.8/13.8kWh | 1 | Goodwe | GW5000-EH | BYD | 2025-06-08
2020-07-29 | HBS1702 | BYD Battery-Box Premium HVM 16.6/16.54kWh w/ Goodwe GW5000-EH inverter | 16.6 |  |  | BYD | Battery-Box Premium HVM 16.6/16.54kWh | 1 | Goodwe | GW5000-EH | BYD | 2025-06-08
2020-07-29 | HBS1703 | BYD Battery-Box Premium HVM 19.3/19.32kWh w/ Goodwe GW5000-EH inverter | 19.3 |  |  | BYD | Battery-Box Premium HVM 19.3/19.32kWh | 1 | Goodwe | GW5000-EH | BYD | 2025-06-08
2020-07-29 | HBS1705 | BYD Battery-Box Premium HVM 8.3/8.28kWh w/ Goodwe GW6000-EH inverter | 8.3 |  |  | BYD | Battery-Box Premium HVM 8.3/8.28kWh | 1 | Goodwe | GW6000-EH | BYD | 2025-06-08
2020-07-29 | HBS1706 | BYD Battery-Box Premium HVM 11.0/11.04kWh w/ Goodwe GW6000-EH inverter | 11 |  |  | BYD | Battery-Box Premium HVM 11.0/11.04kWh | 1 | Goodwe | GW6000-EH | BYD | 2025-06-08
2020-07-29 | HBS1707 | BYD Battery-Box Premium HVM 13.8/13.8kWh w/ Goodwe GW6000-EH inverter | 13.8 |  |  | BYD | Battery-Box Premium HVM 13.8/13.8kWh | 1 | Goodwe | GW6000-EH | BYD | 2025-06-08
2020-07-29 | HBS1708 | BYD Battery-Box Premium HVM 16.6/16.54kWh w/ Goodwe GW6000-EH inverter | 16.6 |  |  | BYD | Battery-Box Premium HVM 16.6/16.54kWh | 1 | Goodwe | GW6000-EH | BYD | 2025-06-08
2020-07-29 | HBS1709 | BYD Battery-Box Premium HVM 19.3/19.32kWh w/ Goodwe GW6000-EH inverter | 19.3 |  |  | BYD | Battery-Box Premium HVM 19.3/19.32kWh | 1 | Goodwe | GW6000-EH | BYD | 2025-06-08
2020-08-26 | HBS1737 | Sungrow SBP4K8 (2 off) w/ Sungrow SH5K-30 inverter | 9.2 |  |  | Sungrow | SBP4K8 | 2 | Sungrow | SH5K-30 | Sungrow | 2024-12-29
2020-08-26 | HBS1738 | Sungrow SBP4K8 (3 off) w/ Sungrow SH5K-30 inverter | 13.8 |  |  | Sungrow | SBP4K8 | 3 | Sungrow | SH5K-30 | Sungrow | 2024-12-29
2020-08-26 | HBS1744 | BYD Battery-Box Premium HVM 11.0/11.04kWh w/ Sungrow SH5.0RT inverter | 11.04 |  |  | BYD | Battery-Box Premium HVM 11.0/11.04kWh | 1 | Sungrow | SH5.0RT | BYD | 2024-12-16
2020-08-26 | HBS1745 | BYD Battery-Box Premium HVM 13.8/13.8kWh w/ Sungrow SH5.0RT inverter | 13.8 |  |  | BYD | Battery-Box Premium HVM 13.8/13.8kWh | 1 | Sungrow | SH5.0RT | BYD | 2024-12-16
2020-08-26 | HBS1746 | BYD Battery-Box Premium HVM 16.6/16.54kWh w/ Sungrow SH5.0RT inverter | 16.56 |  |  | BYD | Battery-Box Premium HVM 16.6/16.54kWh | 1 | Sungrow | SH5.0RT | BYD | 2024-12-16
2020-08-26 | HBS1747 | BYD Battery-Box Premium HVM 19.3/19.32kWh w/ Sungrow SH5.0RT inverter | 19.32 |  |  | BYD | Battery-Box Premium HVM 19.3/19.32kWh | 1 | Sungrow | SH5.0RT | BYD | 2024-12-16
2020-08-26 | HBS1748 | BYD Battery-Box Premium HVM 22.1/22.08kWh w/ Sungrow SH5.0RT inverter | 22.08 |  |  | BYD | Battery-Box Premium HVM 22.1/22.08kWh | 1 | Sungrow | SH5.0RT | BYD | 2024-12-16
2020-08-26 | HBS1753 | BYD Battery-Box Premium HVM 11.0/11.04kWh (2 off) w/ Sungrow SH5.0RT inverter | 22.08 |  |  | BYD | Battery-Box Premium HVM 11.0/11.04kWh | 2 | Sungrow | SH5.0RT | BYD | 2024-12-16
2020-08-26 | HBS1754 | BYD Battery-Box Premium HVM 13.8/13.8kWh (2 off) w/ Sungrow SH5.0RT inverter | 27.6 |  |  | BYD | Battery-Box Premium HVM 13.8/13.8kWh | 2 | Sungrow | SH5.0RT | BYD | 2024-12-16
2020-08-26 | HBS1755 | BYD Battery-Box Premium HVM 16.6/16.54kWh (2 off) w/ Sungrow SH5.0RT inverter | 33.12 |  |  | BYD | Battery-Box Premium HVM 16.6/16.54kWh | 2 | Sungrow | SH5.0RT | BYD | 2024-12-16
2020-08-26 | HBS1756 | BYD Battery-Box Premium HVM 19.3/19.32kWh (2 off) w/ Sungrow SH5.0RT inverter | 38.64 |  |  | BYD | Battery-Box Premium HVM 19.3/19.32kWh | 2 | Sungrow | SH5.0RT | BYD | 2024-12-16
2020-08-26 | HBS1757 | BYD Battery-Box Premium HVM 22.1/22.08kWh (2 off) w/ Sungrow SH5.0RT inverter | 44.16 |  |  | BYD | Battery-Box Premium HVM 22.1/22.08kWh | 2 | Sungrow | SH5.0RT | BYD | 2024-12-16
2020-08-26 | HBS1762 | BYD Battery-Box Premium HVM 11.0/11.04kWh w/ Sungrow SH10RT inverter | 11.04 |  |  | BYD | Battery-Box Premium HVM 11.0/11.04kWh | 1 | Sungrow | SH10RT | BYD | 2024-12-16
2020-08-26 | HBS1763 | BYD Battery-Box Premium HVM 13.8/13.8kWh w/ Sungrow SH10RT inverter | 13.8 |  |  | BYD | Battery-Box Premium HVM 13.8/13.8kWh | 1 | Sungrow | SH10RT | BYD | 2024-12-16
2020-08-26 | HBS1764 | BYD Battery-Box Premium HVM 16.6/16.54kWh w/ Sungrow SH10RT inverter | 16.56 |  |  | BYD | Battery-Box Premium HVM 16.6/16.54kWh | 1 | Sungrow | SH10RT | BYD | 2024-12-16
2020-08-26 | HBS1765 | BYD Battery-Box Premium HVM 19.3/19.32kWh w/ Sungrow SH10RT inverter | 19.32 |  |  | BYD | Battery-Box Premium HVM 19.3/19.32kWh | 1 | Sungrow | SH10RT | BYD | 2024-12-16
2020-08-26 | HBS1766 | BYD Battery-Box Premium HVM 22.1/22.08kWh w/ Sungrow SH10RT inverter | 22.08 |  |  | BYD | Battery-Box Premium HVM 22.1/22.08kWh | 1 | Sungrow | SH10RT | BYD | 2024-12-16
2020-08-26 | HBS1771 | BYD Battery-Box Premium HVM 11.0/11.04kWh (2 off) w/ Sungrow SH10RT inverter | 22.08 |  |  | BYD | Battery-Box Premium HVM 11.0/11.04kWh | 2 | Sungrow | SH10RT | BYD | 2024-12-16
2020-08-26 | HBS1772 | BYD Battery-Box Premium HVM 13.8/13.8kWh (2 off) w/ Sungrow SH10RT inverter | 27.6 |  |  | BYD | Battery-Box Premium HVM 13.8/13.8kWh | 2 | Sungrow | SH10RT | BYD | 2024-12-16
2020-08-26 | HBS1773 | BYD Battery-Box Premium HVM 16.6/16.54kWh (2 off) w/ Sungrow SH10RT inverter | 33.12 |  |  | BYD | Battery-Box Premium HVM 16.6/16.54kWh | 2 | Sungrow | SH10RT | BYD | 2024-12-16
2020-08-26 | HBS1774 | BYD Battery-Box Premium HVM 19.3/19.32kWh (2 off) w/ Sungrow SH10RT inverter | 38.64 |  |  | BYD | Battery-Box Premium HVM 19.3/19.32kWh | 2 | Sungrow | SH10RT | BYD | 2024-12-16
2020-08-26 | HBS1775 | BYD Battery-Box Premium HVM 22.1/22.08kWh (2 off) w/ Sungrow SH10RT inverter | 44.16 |  |  | BYD | Battery-Box Premium HVM 22.1/22.08kWh | 2 | Sungrow | SH10RT | BYD | 2024-12-16
2020-09-11 | HBS1819 | Delta BX6.3_AC100 w/ Delta DC1-100 Data Collector | 6.3 | Delta Electronics | BX6.3_AC100 |  |  | 1 |  |  | Delta Electronics | 2025-03-02
2020-09-11 | HBS1821 | Eveready Energy Vault AS1-3KS-10.2 | 9.2 | Solar Bos | Energy Vault AS1-3KS-10.2 | [5 empty] | Eveready | 2025-02-08
2020-09-11 | HBS1822 | Eveready Energy Vault AS1-3KS-15.3 | 13.8 | Solar Bos | Energy Vault AS1-3KS-15.3 | [5 empty] | Eveready | 2025-02-08
2020-09-11 | HBS1823 | Eveready Energy Vault AS1-3KS-20.4 | 18.4 | Solar Bos | Energy Vault AS1-3KS-20.4 | [5 empty] | Eveready | 2025-02-08
2020-09-11 | HBS1824 | Alpha-ESS Storion SMILE5 13.3 (Smile5-INV + 1xSMILE-BAT-13.3P) | 13.3 |  |  | Alpha-ESS | Smile-BAT-13.3P | 1 | Alpha-ESS | Smile5-INV | Alpha-ESS | 2025-01-22
2020-09-11 | HBS1825 | GenZ GC48V-060LFP-2RU w/ Selectronic SPMC481-AU inverter, Select.live | 7.2 |  |  | GenZ Energy | GC48V-060LFP-2RU | 3 | Selectronic | SPMC481-AU | GenZ | 2025-04-08
2020-09-11 | HBS1826 | Alpha-ESS Storion SMILE5 26.6 (Smile5-INV + 2xSMILE-BAT-13.3P) | 26.6 |  |  | Alpha-ESS | Smile-BAT-13.3P | 2 | Alpha-ESS | Smile5-INV | Alpha-ESS | 2025-01-22
2020-09-11 | HBS1827 | Alpha-ESS Storion SMILE5 39.9 (Smile5-INV + 3xSMILE-BAT-13.3P) | 39.9 |  |  | Alpha-ESS | Smile-BAT-13.3P | 3 | Alpha-ESS | Smile5-INV | Alpha-ESS | 2025-01-22
2020-10-09 | HBS1828 | Alpha-ESS Smile-B5-BP 13.3 (GW5000S-BP inverter + 1xSMILE-BAT-13.3P) | 13.34 |  |  | Alpha-ESS | Smile-BAT-13.3P | 1 | Goodwe | GW5000S-BP | Alpha-ESS | 2025-03-02
2020-10-09 | HBS1829 | Alpha-ESS Smile-B5-BP 26.6 (GW5000S-BP inverter + 2xSMILE-BAT-13.3P) | 26.6 |  |  | Alpha-ESS | Smile-BAT-13.3P | 2 | Goodwe | GW5000S-BP | Alpha-ESS | 2025-03-02
2020-10-09 | HBS1830 | Alpha-ESS Smile-B5-BP 39.9 (GW5000S-BP inverter + 3xSMILE-BAT-13.3P) | 39.9 |  |  | Alpha-ESS | Smile-BAT-13.3P | 3 | Goodwe | GW5000S-BP | Alpha-ESS | 2025-03-02
2020-10-09 | HBS1831 | Alpha-ESS Smile-B5-ES 13.3 (GW5048D-ES inverter + 1xSMILE-BAT-13.3P) | 13.34 |  |  | Alpha-ESS | Smile-BAT-13.3P | 1 | Goodwe | GW5048D-ES | Alpha-ESS | 2026-06-16
2020-10-09 | HBS1832 | Alpha-ESS Smile-B5-ES 26.6 (GW5048D-ES inverter + 2xSMILE-BAT-13.3P) | 26.6 |  |  | Alpha-ESS | Smile-BAT-13.3P | 2 | Goodwe | GW5048D-ES | Alpha-ESS | 2026-06-16
2020-10-09 | HBS1833 | Alpha-ESS Smile-B5-ES 39.9 (GW5048D-ES inverter + 3xSMILE-BAT-13.3P) | 39.9 |  |  | Alpha-ESS | Smile-BAT-13.3P | 3 | Goodwe | GW5048D-ES | Alpha-ESS | 2026-06-16
2020-10-16 | HBS1837 | Soluna 15K Pack HV w/ GW5KL-ET inverter | 12 |  |  | Soluna | Soluna 15K Pack HV | 1 | Goodwe | GW5KL-ET | Soluna | 2025-06-09
2020-10-16 | HBS1838 | Soluna 15K Pack HV w/ GW6KL-ET inverter | 12 |  |  | Soluna | Soluna 15K Pack HV | 1 | Goodwe | GW6KL-ET | Soluna | 2025-06-09
2020-10-16 | HBS1839 | Soluna 15K Pack HV w/ GW8KL-ET inverter | 12 |  |  | Soluna | Soluna 15K Pack HV | 1 | Goodwe | GW8KL-ET | Soluna | 2025-06-09
2020-10-16 | HBS1840 | Soluna 15K Pack HV w/ GW10KL-ET inverter | 12 |  |  | Soluna | Soluna 15K Pack HV | 1 | Goodwe | GW10KL-ET | Soluna | 2025-06-09
2020-11-02 | HBS1807 | Growatt GBLI 6531 (x2) w/ Shenzhen Growatt New Energy Co Ltd Growatt SPH5000 Eastron SDM-120 CT-40mA | 12 |  |  | Growatt | GBLI 6531 | 2 | Shenzhen Growatt New Energy Co Ltd | Growatt SPH5000 | Growatt | 2024-08-30
2020-11-02 | HBS1811 | Growatt GBLI 6531 (x2) w/ Shenzhen Growatt New Energy Co Ltd Growatt SPH6000 Eastron SDM-120 CT-40mA | 12 |  |  | Growatt | GBLI 6531 | 2 | Shenzhen Growatt New Energy Co Ltd | Growatt SPH6000 | Growatt | 2024-08-30
2020-11-02 | HBS1812 | Growatt GBLI 6531 (x1) w/ Shenzhen Growatt New Energy Co Ltd Growatt SPH6000 Eastron SDM-120 CT-40mA | 6 |  |  | Growatt | GBLI 6531 | 1 | Shenzhen Growatt New Energy Co Ltd | Growatt SPH6000 | Growatt | 2024-08-30
2020-11-02 | HBS1813 | Growatt GBLI 6531 (x1) w/ Shenzhen Growatt New Energy Co Ltd Growatt SPH5000 Eastron SDM-630 MCT-40mA | 6 |  |  | Growatt | GBLI 6531 | 1 | Shenzhen Growatt New Energy Co Ltd | Growatt SPH5000 | Growatt | 2024-08-30
2020-11-02 | HBS1814 | Growatt GBLI 6531 (x2) w/ Shenzhen Growatt New Energy Co Ltd Growatt SPH5000 Eastron SDM-630 MCT-40mA | 12 |  |  | Growatt | GBLI 6531 | 2 | Shenzhen Growatt New Energy Co Ltd | Growatt SPH5000 | Growatt | 2024-08-30
2020-11-02 | HBS1815 | Growatt GBLI 6531 (x1) w/ Shenzhen Growatt New Energy Co Ltd Growatt SPH6000 Eastron SDM-630 MCT-40mA | 6 |  |  | Growatt | GBLI 6531 | 1 | Shenzhen Growatt New Energy Co Ltd | Growatt SPH6000 | Growatt | 2024-08-30
2020-11-02 | HBS1816 | Growatt GBLI 6531 (x2) w/ Shenzhen Growatt New Energy Co Ltd Growatt SPH6000 Eastron SDM-630 MCT-40mA | 12 |  |  | Growatt | GBLI 6531 | 2 | Shenzhen Growatt New Energy Co Ltd | Growatt SPH6000 | Growatt | 2024-08-30
2020-11-02 | HBS1844 | BYD Battery-Box Premium HVS 7.7/7.68kWh (1 off) w/ Fronius Symo GEN24 6.0 Plus inverter, SwitchDin 'smart controller' | 7.7 |  |  | BYD | Battery-Box Premium HVS 7.7/7.68kWh | 1 | Fronius | Symo GEN24 6.0 Plus | BYD | 2024-12-03
2020-11-02 | HBS1845 | BYD Battery-Box Premium HVS 10.2/10.24kWh (1 off) w/ Fronius Symo GEN24 6.0 Plus inverter, SwitchDin 'smart controller' | 10.2 |  |  | BYD | Battery-Box Premium HVS 10.2/10.24kWh | 1 | Fronius | Symo GEN24 6.0 Plus | BYD | 2024-12-03
2020-11-02 | HBS1846 | BYD Battery-Box Premium HVS 5.1/5.12kWh (2 off) w/ Fronius Symo GEN24 6.0 Plus inverter, SwitchDin 'smart controller' | 10.2 |  |  | BYD | Battery-Box Premium HVS 5.1/5.12kWh | 2 | Fronius | Symo GEN24 6.0 Plus | BYD | 2024-12-03
2020-11-02 | HBS1847 | BYD Battery-Box Premium HVS 7.7/7.68kWh (2 off) w/ Fronius Symo GEN24 6.0 Plus inverter, SwitchDin 'smart controller' | 15.4 |  |  | BYD | Battery-Box Premium HVS 7.7/7.68kWh | 2 | Fronius | Symo GEN24 6.0 Plus | BYD | 2024-12-03
2020-11-02 | HBS1848 | BYD Battery-Box Premium HVS 10.2/10.24kWh (2 off) w/ Fronius Symo GEN24 6.0 Plus inverter, SwitchDin 'smart controller' | 20.4 |  |  | BYD | Battery-Box Premium HVS 10.2/10.24kWh | 2 | Fronius | Symo GEN24 6.0 Plus | BYD | 2024-12-03
2020-11-02 | HBS1849 | BYD Battery-Box Premium HVS 5.1/5.12kWh (3 off) w/ Fronius Symo GEN24 6.0 Plus inverter, SwitchDin 'smart controller' | 15.3 |  |  | BYD | Battery-Box Premium HVS 5.1/5.12kWh | 3 | Fronius | Symo GEN24 6.0 Plus | BYD | 2024-12-03
2020-11-02 | HBS1850 | BYD Battery-Box Premium HVS 7.7/7.68kWh (3 off) w/ Fronius Symo GEN24 6.0 Plus inverter, SwitchDin 'smart controller' | 23.1 |  |  | BYD | Battery-Box Premium HVS 7.7/7.68kWh | 3 | Fronius | Symo GEN24 6.0 Plus | BYD | 2024-12-03
2020-11-02 | HBS1851 | BYD Battery-Box Premium HVS 10.2/10.24kWh (3 off) w/ Fronius Symo GEN24 6.0 Plus inverter, SwitchDin 'smart controller' | 30.6 |  |  | BYD | Battery-Box Premium HVS 10.2/10.24kWh | 3 | Fronius | Symo GEN24 6.0 Plus | BYD | 2024-12-03
2020-11-02 | HBS1852 | BYD Battery-Box Premium HVM 11.0/11.04kWh (1 off) w/ Fronius Symo GEN24 6.0 Plus inverter, SwitchDin 'smart controller' | 11 |  |  | BYD | Battery-Box Premium HVM 11.0/11.04kWh | 1 | Fronius | Symo GEN24 6.0 Plus | BYD | 2024-12-03
2020-11-02 | HBS1853 | BYD Battery-Box Premium HVM 13.8/13.8kWh (1 off) w/ Fronius Symo GEN24 6.0 Plus inverter, SwitchDin 'smart controller' | 13.8 |  |  | BYD | Battery-Box Premium HVM 13.8/13.8kWh | 1 | Fronius | Symo GEN24 6.0 Plus | BYD | 2024-12-03
2020-11-02 | HBS1854 | BYD Battery-Box Premium HVM 16.6/16.54kWh (1 off) w/ Fronius Symo GEN24 6.0 Plus inverter, SwitchDin 'smart controller' | 16.6 |  |  | BYD | Battery-Box Premium HVM 16.6/16.54kWh | 1 | Fronius | Symo GEN24 6.0 Plus | BYD | 2024-12-03
2020-11-02 | HBS1855 | BYD Battery-Box Premium HVM 19.3/19.32kWh (1 off) w/ Fronius Symo GEN24 6.0 Plus inverter, SwitchDin 'smart controller' | 19.3 |  |  | BYD | Battery-Box Premium HVM 19.3/19.32kWh | 1 | Fronius | Symo GEN24 6.0 Plus | BYD | 2024-12-03
2020-11-02 | HBS1856 | BYD Battery-Box Premium HVM 22.1/22.08kWh (1 off) w/ Fronius Symo GEN24 6.0 Plus inverter, SwitchDin 'smart controller' | 22.1 |  |  | BYD | Battery-Box Premium HVM 22.1/22.08kWh | 1 | Fronius | Symo GEN24 6.0 Plus | BYD | 2024-12-03
2020-11-02 | HBS1857 | BYD Battery-Box Premium HVM 11.0/11.04kWh (2 off) w/ Fronius Symo GEN24 6.0 Plus inverter, SwitchDin 'smart controller' | 22 |  |  | BYD | Battery-Box Premium HVM 11.0/11.04kWh | 2 | Fronius | Symo GEN24 6.0 Plus | BYD | 2024-12-03
2020-11-02 | HBS1858 | BYD Battery-Box Premium HVM 13.8/13.8kWh (2 off) w/ Fronius Symo GEN24 6.0 Plus inverter, SwitchDin 'smart controller' | 27.6 |  |  | BYD | Battery-Box Premium HVM 13.8/13.8kWh | 2 | Fronius | Symo GEN24 6.0 Plus | BYD | 2024-12-03
2020-11-02 | HBS1859 | BYD Battery-Box Premium HVM 16.6/16.54kWh (2 off) w/ Fronius Symo GEN24 6.0 Plus inverter, SwitchDin 'smart controller' | 33.2 |  |  | BYD | Battery-Box Premium HVM 16.6/16.54kWh | 2 | Fronius | Symo GEN24 6.0 Plus | BYD | 2024-12-03
2020-11-02 | HBS1860 | BYD Battery-Box Premium HVM 19.3/19.32kWh (2 off) w/ Fronius Symo GEN24 6.0 Plus inverter, SwitchDin 'smart controller' | 38.6 |  |  | BYD | Battery-Box Premium HVM 19.3/19.32kWh | 2 | Fronius | Symo GEN24 6.0 Plus | BYD | 2024-12-03
2020-11-02 | HBS1861 | BYD Battery-Box Premium HVM 22.1/22.08kWh (2 off) w/ Fronius Symo GEN24 6.0 Plus inverter, SwitchDin 'smart controller' | 44.2 |  |  | BYD | Battery-Box Premium HVM 22.1/22.08kWh | 2 | Fronius | Symo GEN24 6.0 Plus | BYD | 2024-12-03
2020-11-02 | HBS1862 | BYD Battery-Box Premium HVM 11.0/11.04kWh (3 off) w/ Fronius Symo GEN24 6.0 Plus inverter, SwitchDin 'smart controller' | 33 |  |  | BYD | Battery-Box Premium HVM 11.0/11.04kWh | 3 | Fronius | Symo GEN24 6.0 Plus | BYD | 2024-12-03
2020-11-02 | HBS1863 | BYD Battery-Box Premium HVM 13.8/13.8kWh (3 off) w/ Fronius Symo GEN24 6.0 Plus inverter, SwitchDin 'smart controller' | 41.4 |  |  | BYD | Battery-Box Premium HVM 13.8/13.8kWh | 3 | Fronius | Symo GEN24 6.0 Plus | BYD | 2024-12-03
2020-11-02 | HBS1864 | BYD Battery-Box Premium HVM 16.6/16.54kWh (3 off) w/ Fronius Symo GEN24 6.0 Plus inverter, SwitchDin 'smart controller' | 49.8 |  |  | BYD | Battery-Box Premium HVM 16.6/16.54kWh | 3 | Fronius | Symo GEN24 6.0 Plus | BYD | 2024-12-03
2020-11-02 | HBS1865 | BYD Battery-Box Premium HVM 19.3/19.32kWh (3 off) w/ Fronius Symo GEN24 6.0 Plus inverter, SwitchDin 'smart controller' | 57.9 |  |  | BYD | Battery-Box Premium HVM 19.3/19.32kWh | 3 | Fronius | Symo GEN24 6.0 Plus | BYD | 2024-12-03
2020-11-02 | HBS1868 | BYD Battery-Box Premium HVS 7.7/7.68kWh (1 off) w/ Fronius Symo GEN24 8.0 Plus inverter, SwitchDin 'smart controller' | 7.7 |  |  | BYD | Battery-Box Premium HVS 7.7/7.68kWh | 1 | Fronius | Symo GEN24 8.0 Plus | BYD | 2024-12-03
2020-11-02 | HBS1869 | BYD Battery-Box Premium HVS 10.2/10.24kWh (1 off) w/ Fronius Symo GEN24 8.0 Plus inverter, SwitchDin 'smart controller' | 10.2 |  |  | BYD | Battery-Box Premium HVS 10.2/10.24kWh | 1 | Fronius | Symo GEN24 8.0 Plus | BYD | 2024-12-03
2020-11-02 | HBS1870 | BYD Battery-Box Premium HVS 5.1/5.12kWh (2 off) w/ Fronius Symo GEN24 8.0 Plus inverter, SwitchDin 'smart controller' | 10.2 |  |  | BYD | Battery-Box Premium HVS 5.1/5.12kWh | 2 | Fronius | Symo GEN24 8.0 Plus | BYD | 2024-12-03
2020-11-02 | HBS1871 | BYD Battery-Box Premium HVS 7.7/7.68kWh (2 off) w/ Fronius Symo GEN24 8.0 Plus inverter, SwitchDin 'smart controller' | 15.4 |  |  | BYD | Battery-Box Premium HVS 7.7/7.68kWh | 2 | Fronius | Symo GEN24 8.0 Plus | BYD | 2024-12-03
2020-11-02 | HBS1872 | BYD Battery-Box Premium HVS 10.2/10.24kWh (2 off) w/ Fronius Symo GEN24 8.0 Plus inverter, SwitchDin 'smart controller' | 20.4 |  |  | BYD | Battery-Box Premium HVS 10.2/10.24kWh | 2 | Fronius | Symo GEN24 8.0 Plus | BYD | 2024-12-03
2020-11-02 | HBS1873 | BYD Battery-Box Premium HVS 5.1/5.12kWh (3 off) w/ Fronius Symo GEN24 8.0 Plus inverter, SwitchDin 'smart controller' | 15.3 |  |  | BYD | Battery-Box Premium HVS 5.1/5.12kWh | 3 | Fronius | Symo GEN24 8.0 Plus | BYD | 2024-12-03
2020-11-02 | HBS1874 | BYD Battery-Box Premium HVS 7.7/7.68kWh (3 off) w/ Fronius Symo GEN24 8.0 Plus inverter, SwitchDin 'smart controller' | 23.1 |  |  | BYD | Battery-Box Premium HVS 7.7/7.68kWh | 3 | Fronius | Symo GEN24 8.0 Plus | BYD | 2024-12-03
2020-11-02 | HBS1875 | BYD Battery-Box Premium HVS 10.2/10.24kWh (3 off) w/ Fronius Symo GEN24 8.0 Plus inverter, SwitchDin 'smart controller' | 30.6 |  |  | BYD | Battery-Box Premium HVS 10.2/10.24kWh | 3 | Fronius | Symo GEN24 8.0 Plus | BYD | 2024-12-03
2020-11-02 | HBS1876 | BYD Battery-Box Premium HVM 11.0/11.04kWh (1 off) w/ Fronius Symo GEN24 8.0 Plus inverter, SwitchDin 'smart controller' | 11 |  |  | BYD | Battery-Box Premium HVM 11.0/11.04kWh | 1 | Fronius | Symo GEN24 8.0 Plus | BYD | 2024-12-03
2020-11-02 | HBS1877 | BYD Battery-Box Premium HVM 13.8/13.8kWh (1 off) w/ Fronius Symo GEN24 8.0 Plus inverter, SwitchDin 'smart controller' | 13.8 |  |  | BYD | Battery-Box Premium HVM 13.8/13.8kWh | 1 | Fronius | Symo GEN24 8.0 Plus | BYD | 2024-12-03
2020-11-02 | HBS1878 | BYD Battery-Box Premium HVM 16.6/16.54kWh (1 off) w/ Fronius Symo GEN24 8.0 Plus inverter, SwitchDin 'smart controller' | 16.6 |  |  | BYD | Battery-Box Premium HVM 16.6/16.54kWh | 1 | Fronius | Symo GEN24 8.0 Plus | BYD | 2024-12-03
2020-11-02 | HBS1879 | BYD Battery-Box Premium HVM 19.3/19.32kWh (1 off) w/ Fronius Symo GEN24 8.0 Plus inverter, SwitchDin 'smart controller' | 19.3 |  |  | BYD | Battery-Box Premium HVM 19.3/19.32kWh | 1 | Fronius | Symo GEN24 8.0 Plus | BYD | 2024-12-03
2020-11-02 | HBS1880 | BYD Battery-Box Premium HVM 22.1/22.08kWh (1 off) w/ Fronius Symo GEN24 8.0 Plus inverter, SwitchDin 'smart controller' | 22.1 |  |  | BYD | Battery-Box Premium HVM 22.1/22.08kWh | 1 | Fronius | Symo GEN24 8.0 Plus | BYD | 2024-12-03
2020-11-02 | HBS1881 | BYD Battery-Box Premium HVM 11.0/11.04kWh (2 off) w/ Fronius Symo GEN24 8.0 Plus inverter, SwitchDin 'smart controller' | 22 |  |  | BYD | Battery-Box Premium HVM 11.0/11.04kWh | 2 | Fronius | Symo GEN24 8.0 Plus | BYD | 2024-12-03
2020-11-02 | HBS1882 | BYD Battery-Box Premium HVM 13.8/13.8kWh (2 off) w/ Fronius Symo GEN24 8.0 Plus inverter, SwitchDin 'smart controller' | 27.6 |  |  | BYD | Battery-Box Premium HVM 13.8/13.8kWh | 2 | Fronius | Symo GEN24 8.0 Plus | BYD | 2024-12-03
2020-11-02 | HBS1883 | BYD Battery-Box Premium HVM 16.6/16.54kWh (2 off) w/ Fronius Symo GEN24 8.0 Plus inverter, SwitchDin 'smart controller' | 33.2 |  |  | BYD | Battery-Box Premium HVM 16.6/16.54kWh | 2 | Fronius | Symo GEN24 8.0 Plus | BYD | 2024-12-03
2020-11-02 | HBS1884 | BYD Battery-Box Premium HVM 19.3/19.32kWh (2 off) w/ Fronius Symo GEN24 8.0 Plus inverter, SwitchDin 'smart controller' | 38.6 |  |  | BYD | Battery-Box Premium HVM 19.3/19.32kWh | 2 | Fronius | Symo GEN24 8.0 Plus | BYD | 2024-12-03
2020-11-02 | HBS1885 | BYD Battery-Box Premium HVM 22.1/22.08kWh (2 off) w/ Fronius Symo GEN24 8.0 Plus inverter, SwitchDin 'smart controller' | 44.2 |  |  | BYD | Battery-Box Premium HVM 22.1/22.08kWh | 2 | Fronius | Symo GEN24 8.0 Plus | BYD | 2024-12-03
2020-11-02 | HBS1886 | BYD Battery-Box Premium HVM 11.0/11.04kWh (3 off) w/ Fronius Symo GEN24 8.0 Plus inverter, SwitchDin 'smart controller' | 33 |  |  | BYD | Battery-Box Premium HVM 11.0/11.04kWh | 3 | Fronius | Symo GEN24 8.0 Plus | BYD | 2024-12-03
2020-11-02 | HBS1887 | BYD Battery-Box Premium HVM 13.8/13.8kWh (3 off) w/ Fronius Symo GEN24 8.0 Plus inverter, SwitchDin 'smart controller' | 41.4 |  |  | BYD | Battery-Box Premium HVM 13.8/13.8kWh | 3 | Fronius | Symo GEN24 8.0 Plus | BYD | 2024-12-03
2020-11-02 | HBS1888 | BYD Battery-Box Premium HVM 16.6/16.54kWh (3 off) w/ Fronius Symo GEN24 8.0 Plus inverter, SwitchDin 'smart controller' | 49.8 |  |  | BYD | Battery-Box Premium HVM 16.6/16.54kWh | 3 | Fronius | Symo GEN24 8.0 Plus | BYD | 2024-12-03
2020-11-02 | HBS1889 | BYD Battery-Box Premium HVM 19.3/19.32kWh (3 off) w/ Fronius Symo GEN24 8.0 Plus inverter, SwitchDin 'smart controller' | 57.9 |  |  | BYD | Battery-Box Premium HVM 19.3/19.32kWh | 3 | Fronius | Symo GEN24 8.0 Plus | BYD | 2024-12-03
2020-11-02 | HBS1892 | BYD Battery-Box Premium HVS 7.7/7.68kWh (1 off) w/ Fronius Symo GEN24 10.0 Plus inverter, SwitchDin 'smart controller' | 7.7 |  |  | BYD | Battery-Box Premium HVS 7.7/7.68kWh | 1 | Fronius | Symo GEN24 10.0 Plus | BYD | 2024-12-03
2020-11-02 | HBS1893 | BYD Battery-Box Premium HVS 10.2/10.24kWh (1 off) w/ Fronius Symo GEN24 10.0 Plus inverter, SwitchDin 'smart controller' | 10.2 |  |  | BYD | Battery-Box Premium HVS 10.2/10.24kWh | 1 | Fronius | Symo GEN24 10.0 Plus | BYD | 2024-12-03
2020-11-02 | HBS1894 | BYD Battery-Box Premium HVS 5.1/5.12kWh (2 off) w/ Fronius Symo GEN24 10.0 Plus inverter, SwitchDin 'smart controller' | 10.2 |  |  | BYD | Battery-Box Premium HVS 5.1/5.12kWh | 2 | Fronius | Symo GEN24 10.0 Plus | BYD | 2024-12-03
2020-11-02 | HBS1895 | BYD Battery-Box Premium HVS 7.7/7.68kWh (2 off) w/ Fronius Symo GEN24 10.0 Plus inverter, SwitchDin 'smart controller' | 15.4 |  |  | BYD | Battery-Box Premium HVS 7.7/7.68kWh | 2 | Fronius | Symo GEN24 10.0 Plus | BYD | 2024-12-03
2020-11-02 | HBS1896 | BYD Battery-Box Premium HVS 10.2/10.24kWh (2 off) w/ Fronius Symo GEN24 10.0 Plus inverter, SwitchDin 'smart controller' | 20.4 |  |  | BYD | Battery-Box Premium HVS 10.2/10.24kWh | 2 | Fronius | Symo GEN24 10.0 Plus | BYD | 2024-12-03
2020-11-02 | HBS1897 | BYD Battery-Box Premium HVS 5.1/5.12kWh (3 off) w/ Fronius Symo GEN24 10.0 Plus inverter, SwitchDin 'smart controller' | 15.3 |  |  | BYD | Battery-Box Premium HVS 5.1/5.12kWh | 3 | Fronius | Symo GEN24 10.0 Plus | BYD | 2024-12-03
2020-11-02 | HBS1898 | BYD Battery-Box Premium HVS 7.7/7.68kWh (3 off) w/ Fronius Symo GEN24 10.0 Plus inverter, SwitchDin 'smart controller' | 23.1 |  |  | BYD | Battery-Box Premium HVS 7.7/7.68kWh | 3 | Fronius | Symo GEN24 10.0 Plus | BYD | 2024-12-03
2020-11-02 | HBS1899 | BYD Battery-Box Premium HVS 10.2/10.24kWh (3 off) w/ Fronius Symo GEN24 10.0 Plus inverter, SwitchDin 'smart controller' | 30.6 |  |  | BYD | Battery-Box Premium HVS 10.2/10.24kWh | 3 | Fronius | Symo GEN24 10.0 Plus | BYD | 2024-12-03
2020-11-02 | HBS1900 | BYD Battery-Box Premium HVM 11.0/11.04kWh (1 off) w/ Fronius Symo GEN24 10.0 Plus inverter, SwitchDin 'smart controller' | 11 |  |  | BYD | Battery-Box Premium HVM 11.0/11.04kWh | 1 | Fronius | Symo GEN24 10.0 Plus | BYD | 2024-12-03
2020-11-02 | HBS1901 | BYD Battery-Box Premium HVM 13.8/13.8kWh (1 off) w/ Fronius Symo GEN24 10.0 Plus inverter, SwitchDin 'smart controller' | 13.8 |  |  | BYD | Battery-Box Premium HVM 13.8/13.8kWh | 1 | Fronius | Symo GEN24 10.0 Plus | BYD | 2024-12-03
2020-11-02 | HBS1902 | BYD Battery-Box Premium HVM 16.6/16.54kWh (1 off) w/ Fronius Symo GEN24 10.0 Plus inverter, SwitchDin 'smart controller' | 16.6 |  |  | BYD | Battery-Box Premium HVM 16.6/16.54kWh | 1 | Fronius | Symo GEN24 10.0 Plus | BYD | 2024-12-03
2020-11-02 | HBS1903 | BYD Battery-Box Premium HVM 19.3/19.32kWh (1 off) w/ Fronius Symo GEN24 10.0 Plus inverter, SwitchDin 'smart controller' | 19.3 |  |  | BYD | Battery-Box Premium HVM 19.3/19.32kWh | 1 | Fronius | Symo GEN24 10.0 Plus | BYD | 2024-12-03
2020-11-02 | HBS1904 | BYD Battery-Box Premium HVM 22.1/22.08kWh (1 off) w/ Fronius Symo GEN24 10.0 Plus inverter, SwitchDin 'smart controller' | 22.1 |  |  | BYD | Battery-Box Premium HVM 22.1/22.08kWh | 1 | Fronius | Symo GEN24 10.0 Plus | BYD | 2024-12-03
2020-11-02 | HBS1905 | BYD Battery-Box Premium HVM 11.0/11.04kWh (2 off) w/ Fronius Symo GEN24 10.0 Plus inverter, SwitchDin 'smart controller' | 22 |  |  | BYD | Battery-Box Premium HVM 11.0/11.04kWh | 2 | Fronius | Symo GEN24 10.0 Plus | BYD | 2024-12-03
2020-11-02 | HBS1906 | BYD Battery-Box Premium HVM 13.8/13.8kWh (2 off) w/ Fronius Symo GEN24 10.0 Plus inverter, SwitchDin 'smart controller' | 27.6 |  |  | BYD | Battery-Box Premium HVM 13.8/13.8kWh | 2 | Fronius | Symo GEN24 10.0 Plus | BYD | 2024-12-03
2020-11-02 | HBS1907 | BYD Battery-Box Premium HVM 16.6/16.54kWh (2 off) w/ Fronius Symo GEN24 10.0 Plus inverter, SwitchDin 'smart controller' | 33.2 |  |  | BYD | Battery-Box Premium HVM 16.6/16.54kWh | 2 | Fronius | Symo GEN24 10.0 Plus | BYD | 2024-12-03
2020-11-02 | HBS1908 | BYD Battery-Box Premium HVM 19.3/19.32kWh (2 off) w/ Fronius Symo GEN24 10.0 Plus inverter, SwitchDin 'smart controller' | 38.6 |  |  | BYD | Battery-Box Premium HVM 19.3/19.32kWh | 2 | Fronius | Symo GEN24 10.0 Plus | BYD | 2024-12-03
2020-11-02 | HBS1909 | BYD Battery-Box Premium HVM 22.1/22.08kWh (2 off) w/ Fronius Symo GEN24 10.0 Plus inverter, SwitchDin 'smart controller' | 44.2 |  |  | BYD | Battery-Box Premium HVM 22.1/22.08kWh | 2 | Fronius | Symo GEN24 10.0 Plus | BYD | 2024-12-03
2020-11-02 | HBS1910 | BYD Battery-Box Premium HVM 11.0/11.04kWh (3 off) w/ Fronius Symo GEN24 10.0 Plus inverter, SwitchDin 'smart controller' | 33 |  |  | BYD | Battery-Box Premium HVM 11.0/11.04kWh | 3 | Fronius | Symo GEN24 10.0 Plus | BYD | 2024-12-03
2020-11-02 | HBS1911 | BYD Battery-Box Premium HVM 13.8/13.8kWh (3 off) w/ Fronius Symo GEN24 10.0 Plus inverter, SwitchDin 'smart controller' | 41.4 |  |  | BYD | Battery-Box Premium HVM 13.8/13.8kWh | 3 | Fronius | Symo GEN24 10.0 Plus | BYD | 2024-12-03
2020-11-02 | HBS1912 | BYD Battery-Box Premium HVM 16.6/16.54kWh (3 off) w/ Fronius Symo GEN24 10.0 Plus inverter, SwitchDin 'smart controller' | 49.8 |  |  | BYD | Battery-Box Premium HVM 16.6/16.54kWh | 3 | Fronius | Symo GEN24 10.0 Plus | BYD | 2024-12-03
2020-11-02 | HBS1913 | BYD Battery-Box Premium HVM 19.3/19.32kWh (3 off) w/ Fronius Symo GEN24 10.0 Plus inverter, SwitchDin 'smart controller' | 57.9 |  |  | BYD | Battery-Box Premium HVM 19.3/19.32kWh | 3 | Fronius | Symo GEN24 10.0 Plus | BYD | 2024-12-03
2020-11-02 | HBS1915 | Growatt GBLI 6532 (x2) w/ Shenzhen Growatt New Energy Co Ltd Growatt SPH5000 Eastron SDM-120 CT-40mA | 12 |  |  | Growatt | GBLI 6532 | 2 | Shenzhen Growatt New Energy Co Ltd | Growatt SPH5000 | Growatt | 2024-08-30
2020-11-02 | HBS1917 | Growatt GBLI 6532 (x1) w/ Shenzhen Growatt New Energy Co Ltd Growatt SPH5000 Eastron SDM-120 CT-40mA | 6 |  |  | Growatt | GBLI 6532 | 1 | Shenzhen Growatt New Energy Co Ltd | Growatt SPH5000 | Growatt | 2024-08-30
2020-11-02 | HBS1919 | Growatt GBLI 6532 (x2) w/ Shenzhen Growatt New Energy Co Ltd Growatt SPH6000 Eastron SDM-120 CT-40mA | 12 |  |  | Growatt | GBLI 6532 | 2 | Shenzhen Growatt New Energy Co Ltd | Growatt SPH6000 | Growatt | 2024-08-30
2020-11-02 | HBS1920 | Growatt GBLI 6532 (x1) w/ Shenzhen Growatt New Energy Co Ltd Growatt SPH6000 Eastron SDM-120 CT-40mA | 6 |  |  | Growatt | GBLI 6532 | 1 | Shenzhen Growatt New Energy Co Ltd | Growatt SPH6000 | Growatt | 2024-08-30
2020-11-02 | HBS1921 | Growatt GBLI 6532 (x1) w/ Shenzhen Growatt New Energy Co Ltd Growatt SPH5000 Eastron SDM-630 MCT-40mA | 6 |  |  | Growatt | GBLI 6532 | 1 | Shenzhen Growatt New Energy Co Ltd | Growatt SPH5000 | Growatt | 2024-08-30
2020-11-02 | HBS1922 | Growatt GBLI 6532 (x2) w/ Shenzhen Growatt New Energy Co Ltd Growatt SPH5000 Eastron SDM-630 MCT-40mA | 12 |  |  | Growatt | GBLI 6532 | 2 | Shenzhen Growatt New Energy Co Ltd | Growatt SPH5000 | Growatt | 2024-08-30
2020-11-02 | HBS1923 | Growatt GBLI 6532 (x1) w/ Shenzhen Growatt New Energy Co Ltd Growatt SPH6000 Eastron SDM-630 MCT-40mA | 6 |  |  | Growatt | GBLI 6532 | 1 | Shenzhen Growatt New Energy Co Ltd | Growatt SPH6000 | Growatt | 2024-08-30
2020-11-02 | HBS1924 | Growatt GBLI 6532 (x2) w/ Shenzhen Growatt New Energy Co Ltd Growatt SPH6000 Eastron SDM-630 MCT-40mA | 12 |  |  | Growatt | GBLI 6532 | 2 | Shenzhen Growatt New Energy Co Ltd | Growatt SPH6000 | Growatt | 2024-08-30
2020-11-02 | HBS1930 | BYD Battery-Box Premium HVS 7.7/7.68kWh (1 off) w/ Fronius Primo GEN24 3.0 Plus inverter, SwitchDin 'smart controller' | 7.7 |  |  | BYD | Battery-Box Premium HVS 7.7/7.68kWh | 1 | Fronius | Primo GEN24 3.0 Plus | BYD | 2024-11-27
2020-11-02 | HBS1931 | BYD Battery-Box Premium HVS 5.1/5.12kWh (2 off) w/ Fronius Primo GEN24 3.0 Plus inverter, SwitchDin 'smart controller' | 10.2 |  |  | BYD | Battery-Box Premium HVS 5.1/5.12kWh | 2 | Fronius | Primo GEN24 3.0 Plus | BYD | 2024-11-27
2020-11-02 | HBS1932 | BYD Battery-Box Premium HVS 7.7/7.68kWh (2 off) w/ Fronius Primo GEN24 3.0 Plus inverter, SwitchDin 'smart controller' | 15.4 |  |  | BYD | Battery-Box Premium HVS 7.7/7.68kWh | 2 | Fronius | Primo GEN24 3.0 Plus | BYD | 2024-11-27
2020-11-02 | HBS1933 | BYD Battery-Box Premium HVS 5.1/5.12kWh (3 off) w/ Fronius Primo GEN24 3.0 Plus inverter, SwitchDin 'smart controller' | 15.3 |  |  | BYD | Battery-Box Premium HVS 5.1/5.12kWh | 3 | Fronius | Primo GEN24 3.0 Plus | BYD | 2024-11-27
2020-11-02 | HBS1934 | BYD Battery-Box Premium HVS 7.7/7.68kWh (3 off) w/ Fronius Primo GEN24 3.0 Plus inverter, SwitchDin 'smart controller' | 23.1 |  |  | BYD | Battery-Box Premium HVS 7.7/7.68kWh | 3 | Fronius | Primo GEN24 3.0 Plus | BYD | 2024-11-27
2020-11-02 | HBS1936 | BYD Battery-Box Premium HVM 11.0/11.04kWh (1 off) w/ Fronius Primo GEN24 3.0 Plus inverter, SwitchDin 'smart controller' | 11 |  |  | BYD | Battery-Box Premium HVM 11.0/11.04kWh | 1 | Fronius | Primo GEN24 3.0 Plus | BYD | 2024-11-27
2020-11-02 | HBS1937 | BYD Battery-Box Premium HVM 13.8/13.8kWh (1 off) w/ Fronius Primo GEN24 3.0 Plus inverter, SwitchDin 'smart controller' | 13.8 |  |  | BYD | Battery-Box Premium HVM 13.8/13.8kWh | 1 | Fronius | Primo GEN24 3.0 Plus | BYD | 2024-11-27
2020-11-02 | HBS1938 | BYD Battery-Box Premium HVM 16.6/16.54kWh (1 off) w/ Fronius Primo GEN24 3.0 Plus inverter, SwitchDin 'smart controller' | 16.6 |  |  | BYD | Battery-Box Premium HVM 16.6/16.54kWh | 1 | Fronius | Primo GEN24 3.0 Plus | BYD | 2024-11-27
2020-11-02 | HBS1939 | BYD Battery-Box Premium HVM 19.3/19.32kWh (1 off) w/ Fronius Primo GEN24 3.0 Plus inverter, SwitchDin 'smart controller' | 19.3 |  |  | BYD | Battery-Box Premium HVM 19.3/19.32kWh | 1 | Fronius | Primo GEN24 3.0 Plus | BYD | 2024-11-27
2020-11-02 | HBS1941 | BYD Battery-Box Premium HVM 11.0/11.04kWh (2 off) w/ Fronius Primo GEN24 3.0 Plus inverter, SwitchDin 'smart controller' | 22 |  |  | BYD | Battery-Box Premium HVM 11.0/11.04kWh | 2 | Fronius | Primo GEN24 3.0 Plus | BYD | 2024-11-27
2020-11-02 | HBS1942 | BYD Battery-Box Premium HVM 13.8/13.8kWh (2 off) w/ Fronius Primo GEN24 3.0 Plus inverter, SwitchDin 'smart controller' | 27.6 |  |  | BYD | Battery-Box Premium HVM 13.8/13.8kWh | 2 | Fronius | Primo GEN24 3.0 Plus | BYD | 2024-11-27
2020-11-02 | HBS1943 | BYD Battery-Box Premium HVM 16.6/16.54kWh (2 off) w/ Fronius Primo GEN24 3.0 Plus inverter, SwitchDin 'smart controller' | 33.2 |  |  | BYD | Battery-Box Premium HVM 16.6/16.54kWh | 2 | Fronius | Primo GEN24 3.0 Plus | BYD | 2024-11-27
2020-11-02 | HBS1944 | BYD Battery-Box Premium HVM 19.3/19.32kWh (2 off) w/ Fronius Primo GEN24 3.0 Plus inverter, SwitchDin 'smart controller' | 38.6 |  |  | BYD | Battery-Box Premium HVM 19.3/19.32kWh | 2 | Fronius | Primo GEN24 3.0 Plus | BYD | 2024-11-27
2020-11-02 | HBS1946 | BYD Battery-Box Premium HVM 11.0/11.04kWh (3 off) w/ Fronius Primo GEN24 3.0 Plus inverter, SwitchDin 'smart controller' | 33 |  |  | BYD | Battery-Box Premium HVM 11.0/11.04kWh | 3 | Fronius | Primo GEN24 3.0 Plus | BYD | 2024-11-27
2020-11-02 | HBS1947 | BYD Battery-Box Premium HVM 13.8/13.8kWh (3 off) w/ Fronius Primo GEN24 3.0 Plus inverter, SwitchDin 'smart controller' | 41.4 |  |  | BYD | Battery-Box Premium HVM 13.8/13.8kWh | 3 | Fronius | Primo GEN24 3.0 Plus | BYD | 2024-11-27
2020-11-02 | HBS1948 | BYD Battery-Box Premium HVM 16.6/16.54kWh (3 off) w/ Fronius Primo GEN24 3.0 Plus inverter, SwitchDin 'smart controller' | 49.8 |  |  | BYD | Battery-Box Premium HVM 16.6/16.54kWh | 3 | Fronius | Primo GEN24 3.0 Plus | BYD | 2024-11-27
2020-11-02 | HBS1949 | BYD Battery-Box Premium HVM 19.3/19.32kWh (3 off) w/ Fronius Primo GEN24 3.0 Plus inverter, SwitchDin 'smart controller' | 57.9 |  |  | BYD | Battery-Box Premium HVM 19.3/19.32kWh | 3 | Fronius | Primo GEN24 3.0 Plus | BYD | 2024-11-27
2020-11-02 | HBS1951 | BYD Battery-Box Premium HVS 7.7/7.68kWh (1 off) w/ Fronius Primo GEN24 3.6 Plus inverter, SwitchDin 'smart controller' | 7.7 |  |  | BYD | Battery-Box Premium HVS 7.7/7.68kWh | 1 | Fronius | Primo GEN24 3.6 Plus | BYD | 2024-11-27
2020-11-02 | HBS1952 | BYD Battery-Box Premium HVS 5.1/5.12kWh (2 off) w/ Fronius Primo GEN24 3.6 Plus inverter, SwitchDin 'smart controller' | 10.2 |  |  | BYD | Battery-Box Premium HVS 5.1/5.12kWh | 2 | Fronius | Primo GEN24 3.6 Plus | BYD | 2024-11-27
2020-11-02 | HBS1953 | BYD Battery-Box Premium HVS 7.7/7.68kWh (2 off) w/ Fronius Primo GEN24 3.6 Plus inverter, SwitchDin 'smart controller' | 15.4 |  |  | BYD | Battery-Box Premium HVS 7.7/7.68kWh | 2 | Fronius | Primo GEN24 3.6 Plus | BYD | 2024-11-27
2020-11-02 | HBS1954 | BYD Battery-Box Premium HVS 5.1/5.12kWh (3 off) w/ Fronius Primo GEN24 3.6 Plus inverter, SwitchDin 'smart controller' | 15.3 |  |  | BYD | Battery-Box Premium HVS 5.1/5.12kWh | 3 | Fronius | Primo GEN24 3.6 Plus | BYD | 2024-11-27
2020-11-02 | HBS1955 | BYD Battery-Box Premium HVS 7.7/7.68kWh (3 off) w/ Fronius Primo GEN24 3.6 Plus inverter, SwitchDin 'smart controller' | 23.1 |  |  | BYD | Battery-Box Premium HVS 7.7/7.68kWh | 3 | Fronius | Primo GEN24 3.6 Plus | BYD | 2024-11-27
2020-11-02 | HBS1957 | BYD Battery-Box Premium HVM 11.0/11.04kWh (1 off) w/ Fronius Primo GEN24 3.6 Plus inverter, SwitchDin 'smart controller' | 11 |  |  | BYD | Battery-Box Premium HVM 11.0/11.04kWh | 1 | Fronius | Primo GEN24 3.6 Plus | BYD | 2024-11-27
2020-11-02 | HBS1958 | BYD Battery-Box Premium HVM 13.8/13.8kWh (1 off) w/ Fronius Primo GEN24 3.6 Plus inverter, SwitchDin 'smart controller' | 13.8 |  |  | BYD | Battery-Box Premium HVM 13.8/13.8kWh | 1 | Fronius | Primo GEN24 3.6 Plus | BYD | 2024-11-27
2020-11-02 | HBS1959 | BYD Battery-Box Premium HVM 16.6/16.54kWh (1 off) w/ Fronius Primo GEN24 3.6 Plus inverter, SwitchDin 'smart controller' | 16.6 |  |  | BYD | Battery-Box Premium HVM 16.6/16.54kWh | 1 | Fronius | Primo GEN24 3.6 Plus | BYD | 2024-11-27
2020-11-02 | HBS1960 | BYD Battery-Box Premium HVM 19.3/19.32kWh (1 off) w/ Fronius Primo GEN24 3.6 Plus inverter, SwitchDin 'smart controller' | 19.3 |  |  | BYD | Battery-Box Premium HVM 19.3/19.32kWh | 1 | Fronius | Primo GEN24 3.6 Plus | BYD | 2024-11-27
2020-11-02 | HBS1962 | BYD Battery-Box Premium HVM 11.0/11.04kWh (2 off) w/ Fronius Primo GEN24 3.6 Plus inverter, SwitchDin 'smart controller' | 22 |  |  | BYD | Battery-Box Premium HVM 11.0/11.04kWh | 2 | Fronius | Primo GEN24 3.6 Plus | BYD | 2024-11-27
2020-11-02 | HBS1963 | BYD Battery-Box Premium HVM 13.8/13.8kWh (2 off) w/ Fronius Primo GEN24 3.6 Plus inverter, SwitchDin 'smart controller' | 27.6 |  |  | BYD | Battery-Box Premium HVM 13.8/13.8kWh | 2 | Fronius | Primo GEN24 3.6 Plus | BYD | 2024-11-27
2020-11-02 | HBS1964 | BYD Battery-Box Premium HVM 16.6/16.54kWh (2 off) w/ Fronius Primo GEN24 3.6 Plus inverter, SwitchDin 'smart controller' | 33.2 |  |  | BYD | Battery-Box Premium HVM 16.6/16.54kWh | 2 | Fronius | Primo GEN24 3.6 Plus | BYD | 2024-11-27
2020-11-02 | HBS1965 | BYD Battery-Box Premium HVM 19.3/19.32kWh (2 off) w/ Fronius Primo GEN24 3.6 Plus inverter, SwitchDin 'smart controller' | 38.6 |  |  | BYD | Battery-Box Premium HVM 19.3/19.32kWh | 2 | Fronius | Primo GEN24 3.6 Plus | BYD | 2024-11-27
2020-11-02 | HBS1967 | BYD Battery-Box Premium HVM 11.0/11.04kWh (3 off) w/ Fronius Primo GEN24 3.6 Plus inverter, SwitchDin 'smart controller' | 33 |  |  | BYD | Battery-Box Premium HVM 11.0/11.04kWh | 3 | Fronius | Primo GEN24 3.6 Plus | BYD | 2024-11-27
2020-11-02 | HBS1968 | BYD Battery-Box Premium HVM 13.8/13.8kWh (3 off) w/ Fronius Primo GEN24 3.6 Plus inverter, SwitchDin 'smart controller' | 41.4 |  |  | BYD | Battery-Box Premium HVM 13.8/13.8kWh | 3 | Fronius | Primo GEN24 3.6 Plus | BYD | 2024-11-27
2020-11-02 | HBS1969 | BYD Battery-Box Premium HVM 16.6/16.54kWh (3 off) w/ Fronius Primo GEN24 3.6 Plus inverter, SwitchDin 'smart controller' | 49.8 |  |  | BYD | Battery-Box Premium HVM 16.6/16.54kWh | 3 | Fronius | Primo GEN24 3.6 Plus | BYD | 2024-11-27
2020-11-02 | HBS1970 | BYD Battery-Box Premium HVM 19.3/19.32kWh (3 off) w/ Fronius Primo GEN24 3.6 Plus inverter, SwitchDin 'smart controller' | 57.9 |  |  | BYD | Battery-Box Premium HVM 19.3/19.32kWh | 3 | Fronius | Primo GEN24 3.6 Plus | BYD | 2024-11-27
2020-11-02 | HBS1972 | BYD Battery-Box Premium HVS 7.7/7.68kWh (1 off) w/ Fronius Primo GEN24 4.0 Plus inverter, SwitchDin 'smart controller' | 7.7 |  |  | BYD | Battery-Box Premium HVS 7.7/7.68kWh | 1 | Fronius | Primo GEN24 4.0 Plus | BYD | 2024-11-27
2020-11-02 | HBS1973 | BYD Battery-Box Premium HVS 5.1/5.12kWh (2 off) w/ Fronius Primo GEN24 4.0 Plus inverter, SwitchDin 'smart controller' | 10.2 |  |  | BYD | Battery-Box Premium HVS 5.1/5.12kWh | 2 | Fronius | Primo GEN24 4.0 Plus | BYD | 2024-11-27
2020-11-02 | HBS1974 | BYD Battery-Box Premium HVS 7.7/7.68kWh (2 off) w/ Fronius Primo GEN24 4.0 Plus inverter, SwitchDin 'smart controller' | 15.4 |  |  | BYD | Battery-Box Premium HVS 7.7/7.68kWh | 2 | Fronius | Primo GEN24 4.0 Plus | BYD | 2024-11-27
2020-11-02 | HBS1975 | BYD Battery-Box Premium HVS 5.1/5.12kWh (3 off) w/ Fronius Primo GEN24 4.0 Plus inverter, SwitchDin 'smart controller' | 15.3 |  |  | BYD | Battery-Box Premium HVS 5.1/5.12kWh | 3 | Fronius | Primo GEN24 4.0 Plus | BYD | 2024-11-27
2020-11-02 | HBS1976 | BYD Battery-Box Premium HVS 7.7/7.68kWh (3 off) w/ Fronius Primo GEN24 4.0 Plus inverter, SwitchDin 'smart controller' | 23.1 |  |  | BYD | Battery-Box Premium HVS 7.7/7.68kWh | 3 | Fronius | Primo GEN24 4.0 Plus | BYD | 2024-11-27
2020-11-02 | HBS1978 | BYD Battery-Box Premium HVM 11.0/11.04kWh (1 off) w/ Fronius Primo GEN24 4.0 Plus inverter, SwitchDin 'smart controller' | 11 |  |  | BYD | Battery-Box Premium HVM 11.0/11.04kWh | 1 | Fronius | Primo GEN24 4.0 Plus | BYD | 2024-11-27
2020-11-02 | HBS1979 | BYD Battery-Box Premium HVM 13.8/13.8kWh (1 off) w/ Fronius Primo GEN24 4.0 Plus inverter, SwitchDin 'smart controller' | 13.8 |  |  | BYD | Battery-Box Premium HVM 13.8/13.8kWh | 1 | Fronius | Primo GEN24 4.0 Plus | BYD | 2024-11-27
2020-11-02 | HBS1980 | BYD Battery-Box Premium HVM 16.6/16.54kWh (1 off) w/ Fronius Primo GEN24 4.0 Plus inverter, SwitchDin 'smart controller' | 16.6 |  |  | BYD | Battery-Box Premium HVM 16.6/16.54kWh | 1 | Fronius | Primo GEN24 4.0 Plus | BYD | 2024-11-27
2020-11-02 | HBS1981 | BYD Battery-Box Premium HVM 19.3/19.32kWh (1 off) w/ Fronius Primo GEN24 4.0 Plus inverter, SwitchDin 'smart controller' | 19.3 |  |  | BYD | Battery-Box Premium HVM 19.3/19.32kWh | 1 | Fronius | Primo GEN24 4.0 Plus | BYD | 2024-11-27
2020-11-02 | HBS1983 | BYD Battery-Box Premium HVM 11.0/11.04kWh (2 off) w/ Fronius Primo GEN24 4.0 Plus inverter, SwitchDin 'smart controller' | 22 |  |  | BYD | Battery-Box Premium HVM 11.0/11.04kWh | 2 | Fronius | Primo GEN24 4.0 Plus | BYD | 2024-11-27
2020-11-02 | HBS1984 | BYD Battery-Box Premium HVM 13.8/13.8kWh (2 off) w/ Fronius Primo GEN24 4.0 Plus inverter, SwitchDin 'smart controller' | 27.6 |  |  | BYD | Battery-Box Premium HVM 13.8/13.8kWh | 2 | Fronius | Primo GEN24 4.0 Plus | BYD | 2024-11-27
2020-11-02 | HBS1985 | BYD Battery-Box Premium HVM 16.6/16.54kWh (2 off) w/ Fronius Primo GEN24 4.0 Plus inverter, SwitchDin 'smart controller' | 33.2 |  |  | BYD | Battery-Box Premium HVM 16.6/16.54kWh | 2 | Fronius | Primo GEN24 4.0 Plus | BYD | 2024-11-27
2020-11-02 | HBS1986 | BYD Battery-Box Premium HVM 19.3/19.32kWh (2 off) w/ Fronius Primo GEN24 4.0 Plus inverter, SwitchDin 'smart controller' | 38.6 |  |  | BYD | Battery-Box Premium HVM 19.3/19.32kWh | 2 | Fronius | Primo GEN24 4.0 Plus | BYD | 2024-11-27
2020-11-02 | HBS1988 | BYD Battery-Box Premium HVM 11.0/11.04kWh (3 off) w/ Fronius Primo GEN24 4.0 Plus inverter, SwitchDin 'smart controller' | 33 |  |  | BYD | Battery-Box Premium HVM 11.0/11.04kWh | 3 | Fronius | Primo GEN24 4.0 Plus | BYD | 2024-11-27
2020-11-02 | HBS1989 | BYD Battery-Box Premium HVM 13.8/13.8kWh (3 off) w/ Fronius Primo GEN24 4.0 Plus inverter, SwitchDin 'smart controller' | 41.4 |  |  | BYD | Battery-Box Premium HVM 13.8/13.8kWh | 3 | Fronius | Primo GEN24 4.0 Plus | BYD | 2024-11-27
2020-11-02 | HBS1990 | BYD Battery-Box Premium HVM 16.6/16.54kWh (3 off) w/ Fronius Primo GEN24 4.0 Plus inverter, SwitchDin 'smart controller' | 49.8 |  |  | BYD | Battery-Box Premium HVM 16.6/16.54kWh | 3 | Fronius | Primo GEN24 4.0 Plus | BYD | 2024-11-27
2020-11-02 | HBS1991 | BYD Battery-Box Premium HVM 19.3/19.32kWh (3 off) w/ Fronius Primo GEN24 4.0 Plus inverter, SwitchDin 'smart controller' | 57.9 |  |  | BYD | Battery-Box Premium HVM 19.3/19.32kWh | 3 | Fronius | Primo GEN24 4.0 Plus | BYD | 2024-11-27
2020-11-02 | HBS1993 | BYD Battery-Box Premium HVS 7.7/7.68kWh (1 off) w/ Fronius Primo GEN24 4.6 Plus inverter, SwitchDin 'smart controller' | 7.7 |  |  | BYD | Battery-Box Premium HVS 7.7/7.68kWh | 1 | Fronius | Primo GEN24 4.6 Plus | BYD | 2024-11-27
2020-11-02 | HBS1994 | BYD Battery-Box Premium HVS 5.1/5.12kWh (2 off) w/ Fronius Primo GEN24 4.6 Plus inverter, SwitchDin 'smart controller' | 10.2 |  |  | BYD | Battery-Box Premium HVS 5.1/5.12kWh | 2 | Fronius | Primo GEN24 4.6 Plus | BYD | 2024-11-27
2020-11-02 | HBS1995 | BYD Battery-Box Premium HVS 7.7/7.68kWh (2 off) w/ Fronius Primo GEN24 4.6 Plus inverter, SwitchDin 'smart controller' | 15.4 |  |  | BYD | Battery-Box Premium HVS 7.7/7.68kWh | 2 | Fronius | Primo GEN24 4.6 Plus | BYD | 2024-11-27
2020-11-02 | HBS1996 | BYD Battery-Box Premium HVS 5.1/5.12kWh (3 off) w/ Fronius Primo GEN24 4.6 Plus inverter, SwitchDin 'smart controller' | 15.3 |  |  | BYD | Battery-Box Premium HVS 5.1/5.12kWh | 3 | Fronius | Primo GEN24 4.6 Plus | BYD | 2024-11-27
2020-11-02 | HBS1997 | BYD Battery-Box Premium HVS 7.7/7.68kWh (3 off) w/ Fronius Primo GEN24 4.6 Plus inverter, SwitchDin 'smart controller' | 23.1 |  |  | BYD | Battery-Box Premium HVS 7.7/7.68kWh | 3 | Fronius | Primo GEN24 4.6 Plus | BYD | 2024-11-27
2020-11-02 | HBS1999 | BYD Battery-Box Premium HVM 11.0/11.04kWh (1 off) w/ Fronius Primo GEN24 4.6 Plus inverter, SwitchDin 'smart controller' | 11 |  |  | BYD | Battery-Box Premium HVM 11.0/11.04kWh | 1 | Fronius | Primo GEN24 4.6 Plus | BYD | 2024-11-27
2020-11-02 | HBS2000 | BYD Battery-Box Premium HVM 13.8/13.8kWh (1 off) w/ Fronius Primo GEN24 4.6 Plus inverter, SwitchDin 'smart controller' | 13.8 |  |  | BYD | Battery-Box Premium HVM 13.8/13.8kWh | 1 | Fronius | Primo GEN24 4.6 Plus | BYD | 2024-11-27
2020-11-02 | HBS2001 | BYD Battery-Box Premium HVM 16.6/16.54kWh (1 off) w/ Fronius Primo GEN24 4.6 Plus inverter, SwitchDin 'smart controller' | 16.6 |  |  | BYD | Battery-Box Premium HVM 16.6/16.54kWh | 1 | Fronius | Primo GEN24 4.6 Plus | BYD | 2024-11-27
2020-11-02 | HBS2002 | BYD Battery-Box Premium HVM 19.3/19.32kWh (1 off) w/ Fronius Primo GEN24 4.6 Plus inverter, SwitchDin 'smart controller' | 19.3 |  |  | BYD | Battery-Box Premium HVM 19.3/19.32kWh | 1 | Fronius | Primo GEN24 4.6 Plus | BYD | 2024-11-27
2020-11-02 | HBS2004 | BYD Battery-Box Premium HVM 11.0/11.04kWh (2 off) w/ Fronius Primo GEN24 4.6 Plus inverter, SwitchDin 'smart controller' | 22 |  |  | BYD | Battery-Box Premium HVM 11.0/11.04kWh | 2 | Fronius | Primo GEN24 4.6 Plus | BYD | 2024-11-27
2020-11-02 | HBS2005 | BYD Battery-Box Premium HVM 13.8/13.8kWh (2 off) w/ Fronius Primo GEN24 4.6 Plus inverter, SwitchDin 'smart controller' | 27.6 |  |  | BYD | Battery-Box Premium HVM 13.8/13.8kWh | 2 | Fronius | Primo GEN24 4.6 Plus | BYD | 2024-11-27
2020-11-02 | HBS2006 | BYD Battery-Box Premium HVM 16.6/16.54kWh (2 off) w/ Fronius Primo GEN24 4.6 Plus inverter, SwitchDin 'smart controller' | 33.2 |  |  | BYD | Battery-Box Premium HVM 16.6/16.54kWh | 2 | Fronius | Primo GEN24 4.6 Plus | BYD | 2024-11-27
2020-11-02 | HBS2007 | BYD Battery-Box Premium HVM 19.3/19.32kWh (2 off) w/ Fronius Primo GEN24 4.6 Plus inverter, SwitchDin 'smart controller' | 38.6 |  |  | BYD | Battery-Box Premium HVM 19.3/19.32kWh | 2 | Fronius | Primo GEN24 4.6 Plus | BYD | 2024-11-27
2020-11-02 | HBS2009 | BYD Battery-Box Premium HVM 11.0/11.04kWh (3 off) w/ Fronius Primo GEN24 4.6 Plus inverter, SwitchDin 'smart controller' | 33 |  |  | BYD | Battery-Box Premium HVM 11.0/11.04kWh | 3 | Fronius | Primo GEN24 4.6 Plus | BYD | 2024-11-27
2020-11-02 | HBS2010 | BYD Battery-Box Premium HVM 13.8/13.8kWh (3 off) w/ Fronius Primo GEN24 4.6 Plus inverter, SwitchDin 'smart controller' | 41.4 |  |  | BYD | Battery-Box Premium HVM 13.8/13.8kWh | 3 | Fronius | Primo GEN24 4.6 Plus | BYD | 2024-11-27
2020-11-02 | HBS2011 | BYD Battery-Box Premium HVM 16.6/16.54kWh (3 off) w/ Fronius Primo GEN24 4.6 Plus inverter, SwitchDin 'smart controller' | 49.8 |  |  | BYD | Battery-Box Premium HVM 16.6/16.54kWh | 3 | Fronius | Primo GEN24 4.6 Plus | BYD | 2024-11-27
2020-11-02 | HBS2012 | BYD Battery-Box Premium HVM 19.3/19.32kWh (3 off) w/ Fronius Primo GEN24 4.6 Plus inverter, SwitchDin 'smart controller' | 57.9 |  |  | BYD | Battery-Box Premium HVM 19.3/19.32kWh | 3 | Fronius | Primo GEN24 4.6 Plus | BYD | 2024-11-27
2020-11-02 | HBS2014 | BYD Battery-Box Premium HVS 7.7/7.68kWh (1 off) w/ Fronius Primo GEN24 5.0 Plus inverter, SwitchDin 'smart controller' | 7.7 |  |  | BYD | Battery-Box Premium HVS 7.7/7.68kWh | 1 | Fronius | Primo GEN24 5.0 Plus | BYD | 2024-11-27
2020-11-02 | HBS2015 | BYD Battery-Box Premium HVS 5.1/5.12kWh (2 off) w/ Fronius Primo GEN24 5.0 Plus inverter, SwitchDin 'smart controller' | 10.2 |  |  | BYD | Battery-Box Premium HVS 5.1/5.12kWh | 2 | Fronius | Primo GEN24 5.0 Plus | BYD | 2024-11-27
2020-11-02 | HBS2016 | BYD Battery-Box Premium HVS 7.7/7.68kWh (2 off) w/ Fronius Primo GEN24 5.0 Plus inverter, SwitchDin 'smart controller' | 15.4 |  |  | BYD | Battery-Box Premium HVS 7.7/7.68kWh | 2 | Fronius | Primo GEN24 5.0 Plus | BYD | 2024-11-27
2020-11-02 | HBS2017 | BYD Battery-Box Premium HVS 5.1/5.12kWh (3 off) w/ Fronius Primo GEN24 5.0 Plus inverter, SwitchDin 'smart controller' | 15.3 |  |  | BYD | Battery-Box Premium HVS 5.1/5.12kWh | 3 | Fronius | Primo GEN24 5.0 Plus | BYD | 2024-11-27
2020-11-02 | HBS2018 | BYD Battery-Box Premium HVS 7.7/7.68kWh (3 off) w/ Fronius Primo GEN24 5.0 Plus inverter, SwitchDin 'smart controller' | 23.1 |  |  | BYD | Battery-Box Premium HVS 7.7/7.68kWh | 3 | Fronius | Primo GEN24 5.0 Plus | BYD | 2024-11-27
2020-11-02 | HBS2020 | BYD Battery-Box Premium HVM 11.0/11.04kWh (1 off) w/ Fronius Primo GEN24 5.0 Plus inverter, SwitchDin 'smart controller' | 11 |  |  | BYD | Battery-Box Premium HVM 11.0/11.04kWh | 1 | Fronius | Primo GEN24 5.0 Plus | BYD | 2024-11-27
2020-11-02 | HBS2021 | BYD Battery-Box Premium HVM 13.8/13.8kWh (1 off) w/ Fronius Primo GEN24 5.0 Plus inverter, SwitchDin 'smart controller' | 13.8 |  |  | BYD | Battery-Box Premium HVM 13.8/13.8kWh | 1 | Fronius | Primo GEN24 5.0 Plus | BYD | 2024-11-27
2020-11-02 | HBS2022 | BYD Battery-Box Premium HVM 16.6/16.54kWh (1 off) w/ Fronius Primo GEN24 5.0 Plus inverter, SwitchDin 'smart controller' | 16.6 |  |  | BYD | Battery-Box Premium HVM 16.6/16.54kWh | 1 | Fronius | Primo GEN24 5.0 Plus | BYD | 2024-11-27
2020-11-02 | HBS2023 | BYD Battery-Box Premium HVM 19.3/19.32kWh (1 off) w/ Fronius Primo GEN24 5.0 Plus inverter, SwitchDin 'smart controller' | 19.3 |  |  | BYD | Battery-Box Premium HVM 19.3/19.32kWh | 1 | Fronius | Primo GEN24 5.0 Plus | BYD | 2024-11-27
2020-11-02 | HBS2025 | BYD Battery-Box Premium HVM 11.0/11.04kWh (2 off) w/ Fronius Primo GEN24 5.0 Plus inverter, SwitchDin 'smart controller' | 22 |  |  | BYD | Battery-Box Premium HVM 11.0/11.04kWh | 2 | Fronius | Primo GEN24 5.0 Plus | BYD | 2024-11-27
2020-11-02 | HBS2026 | BYD Battery-Box Premium HVM 13.8/13.8kWh (2 off) w/ Fronius Primo GEN24 5.0 Plus inverter, SwitchDin 'smart controller' | 27.6 |  |  | BYD | Battery-Box Premium HVM 13.8/13.8kWh | 2 | Fronius | Primo GEN24 5.0 Plus | BYD | 2024-11-27
2020-11-02 | HBS2027 | BYD Battery-Box Premium HVM 16.6/16.54kWh (2 off) w/ Fronius Primo GEN24 5.0 Plus inverter, SwitchDin 'smart controller' | 33.2 |  |  | BYD | Battery-Box Premium HVM 16.6/16.54kWh | 2 | Fronius | Primo GEN24 5.0 Plus | BYD | 2024-11-27
2020-11-02 | HBS2028 | BYD Battery-Box Premium HVM 19.3/19.32kWh (2 off) w/ Fronius Primo GEN24 5.0 Plus inverter, SwitchDin 'smart controller' | 38.6 |  |  | BYD | Battery-Box Premium HVM 19.3/19.32kWh | 2 | Fronius | Primo GEN24 5.0 Plus | BYD | 2024-11-27
2020-11-02 | HBS2030 | BYD Battery-Box Premium HVM 11.0/11.04kWh (3 off) w/ Fronius Primo GEN24 5.0 Plus inverter, SwitchDin 'smart controller' | 33 |  |  | BYD | Battery-Box Premium HVM 11.0/11.04kWh | 3 | Fronius | Primo GEN24 5.0 Plus | BYD | 2024-11-27
2020-11-02 | HBS2031 | BYD Battery-Box Premium HVM 13.8/13.8kWh (3 off) w/ Fronius Primo GEN24 5.0 Plus inverter, SwitchDin 'smart controller' | 41.4 |  |  | BYD | Battery-Box Premium HVM 13.8/13.8kWh | 3 | Fronius | Primo GEN24 5.0 Plus | BYD | 2024-11-27
2020-11-02 | HBS2032 | BYD Battery-Box Premium HVM 16.6/16.54kWh (3 off) w/ Fronius Primo GEN24 5.0 Plus inverter, SwitchDin 'smart controller' | 49.8 |  |  | BYD | Battery-Box Premium HVM 16.6/16.54kWh | 3 | Fronius | Primo GEN24 5.0 Plus | BYD | 2024-11-27
2020-11-02 | HBS2033 | BYD Battery-Box Premium HVM 19.3/19.32kWh (3 off) w/ Fronius Primo GEN24 5.0 Plus inverter, SwitchDin 'smart controller' | 57.9 |  |  | BYD | Battery-Box Premium HVM 19.3/19.32kWh | 3 | Fronius | Primo GEN24 5.0 Plus | BYD | 2024-11-27
2020-11-02 | HBS2035 | BYD Battery-Box Premium HVS 7.7/7.68kWh (1 off) w/ Fronius Primo GEN24 6.0 Plus inverter, SwitchDin 'smart controller' | 7.7 |  |  | BYD | Battery-Box Premium HVS 7.7/7.68kWh | 1 | Fronius | Primo GEN24 6.0 Plus | BYD | 2024-11-27
2020-11-02 | HBS2036 | BYD Battery-Box Premium HVS 5.1/5.12kWh (2 off) w/ Fronius Primo GEN24 6.0 Plus inverter, SwitchDin 'smart controller' | 10.2 |  |  | BYD | Battery-Box Premium HVS 5.1/5.12kWh | 2 | Fronius | Primo GEN24 6.0 Plus | BYD | 2024-11-27
2020-11-02 | HBS2037 | BYD Battery-Box Premium HVS 7.7/7.68kWh (2 off) w/ Fronius Primo GEN24 6.0 Plus inverter, SwitchDin 'smart controller' | 15.4 |  |  | BYD | Battery-Box Premium HVS 7.7/7.68kWh | 2 | Fronius | Primo GEN24 6.0 Plus | BYD | 2024-11-27
2020-11-02 | HBS2038 | BYD Battery-Box Premium HVS 5.1/5.12kWh (3 off) w/ Fronius Primo GEN24 6.0 Plus inverter, SwitchDin 'smart controller' | 15.3 |  |  | BYD | Battery-Box Premium HVS 5.1/5.12kWh | 3 | Fronius | Primo GEN24 6.0 Plus | BYD | 2024-11-27
2020-11-02 | HBS2039 | BYD Battery-Box Premium HVS 7.7/7.68kWh (3 off) w/ Fronius Primo GEN24 6.0 Plus inverter, SwitchDin 'smart controller' | 23.1 |  |  | BYD | Battery-Box Premium HVS 7.7/7.68kWh | 3 | Fronius | Primo GEN24 6.0 Plus | BYD | 2024-11-27
2020-11-02 | HBS2041 | BYD Battery-Box Premium HVM 11.0/11.04kWh (1 off) w/ Fronius Primo GEN24 6.0 Plus inverter, SwitchDin 'smart controller' | 11 |  |  | BYD | Battery-Box Premium HVM 11.0/11.04kWh | 1 | Fronius | Primo GEN24 6.0 Plus | BYD | 2024-11-27
2020-11-02 | HBS2042 | BYD Battery-Box Premium HVM 13.8/13.8kWh (1 off) w/ Fronius Primo GEN24 6.0 Plus inverter, SwitchDin 'smart controller' | 13.8 |  |  | BYD | Battery-Box Premium HVM 13.8/13.8kWh | 1 | Fronius | Primo GEN24 6.0 Plus | BYD | 2024-11-27
2020-11-02 | HBS2043 | BYD Battery-Box Premium HVM 16.6/16.54kWh (1 off) w/ Fronius Primo GEN24 6.0 Plus inverter, SwitchDin 'smart controller' | 16.6 |  |  | BYD | Battery-Box Premium HVM 16.6/16.54kWh | 1 | Fronius | Primo GEN24 6.0 Plus | BYD | 2024-11-27
2020-11-02 | HBS2044 | BYD Battery-Box Premium HVM 19.3/19.32kWh (1 off) w/ Fronius Primo GEN24 6.0 Plus inverter, SwitchDin 'smart controller' | 19.3 |  |  | BYD | Battery-Box Premium HVM 19.3/19.32kWh | 1 | Fronius | Primo GEN24 6.0 Plus | BYD | 2024-11-27
2020-11-02 | HBS2046 | BYD Battery-Box Premium HVM 11.0/11.04kWh (2 off) w/ Fronius Primo GEN24 6.0 Plus inverter, SwitchDin 'smart controller' | 22 |  |  | BYD | Battery-Box Premium HVM 11.0/11.04kWh | 2 | Fronius | Primo GEN24 6.0 Plus | BYD | 2024-11-27
2020-11-02 | HBS2047 | BYD Battery-Box Premium HVM 13.8/13.8kWh (2 off) w/ Fronius Primo GEN24 6.0 Plus inverter, SwitchDin 'smart controller' | 27.6 |  |  | BYD | Battery-Box Premium HVM 13.8/13.8kWh | 2 | Fronius | Primo GEN24 6.0 Plus | BYD | 2024-11-27
2020-11-02 | HBS2048 | BYD Battery-Box Premium HVM 16.6/16.54kWh (2 off) w/ Fronius Primo GEN24 6.0 Plus inverter, SwitchDin 'smart controller' | 33.2 |  |  | BYD | Battery-Box Premium HVM 16.6/16.54kWh | 2 | Fronius | Primo GEN24 6.0 Plus | BYD | 2024-11-27
2020-11-02 | HBS2049 | BYD Battery-Box Premium HVM 19.3/19.32kWh (2 off) w/ Fronius Primo GEN24 6.0 Plus inverter, SwitchDin 'smart controller' | 38.6 |  |  | BYD | Battery-Box Premium HVM 19.3/19.32kWh | 2 | Fronius | Primo GEN24 6.0 Plus | BYD | 2024-11-27
2020-11-02 | HBS2051 | BYD Battery-Box Premium HVM 11.0/11.04kWh (3 off) w/ Fronius Primo GEN24 6.0 Plus inverter, SwitchDin 'smart controller' | 33 |  |  | BYD | Battery-Box Premium HVM 11.0/11.04kWh | 3 | Fronius | Primo GEN24 6.0 Plus | BYD | 2024-11-27
2020-11-02 | HBS2052 | BYD Battery-Box Premium HVM 13.8/13.8kWh (3 off) w/ Fronius Primo GEN24 6.0 Plus inverter, SwitchDin 'smart controller' | 41.4 |  |  | BYD | Battery-Box Premium HVM 13.8/13.8kWh | 3 | Fronius | Primo GEN24 6.0 Plus | BYD | 2024-11-27
2020-11-02 | HBS2053 | BYD Battery-Box Premium HVM 16.6/16.54kWh (3 off) w/ Fronius Primo GEN24 6.0 Plus inverter, SwitchDin 'smart controller' | 49.8 |  |  | BYD | Battery-Box Premium HVM 16.6/16.54kWh | 3 | Fronius | Primo GEN24 6.0 Plus | BYD | 2024-11-27
2020-11-02 | HBS2054 | BYD Battery-Box Premium HVM 19.3/19.32kWh (3 off) w/ Fronius Primo GEN24 6.0 Plus inverter, SwitchDin 'smart controller' | 57.9 |  |  | BYD | Battery-Box Premium HVM 19.3/19.32kWh | 3 | Fronius | Primo GEN24 6.0 Plus | BYD | 2024-11-27
2020-11-11 | HBS2064 | Tesla Powerwall 2 AC (x2) with Backup Gateway | 27 | Tesla | AC Powerwall |  |  | 2 |  |  | Tesla | 2025-08-23
2020-11-11 | HBS2066 | Energizer Homepower HP-6M/1S | 11.6 | Enertek Holdings Pty Ltd | HP-6M/1S |  |  | 1 |  |  | Energizer | 2025-05-02
2020-11-11 | HBS2067 | Energizer Homepower HP-6M/2S | 17.4 | Enertek Holdings Pty Ltd | HP-6M/2S |  |  | 1 |  |  | Energizer | 2025-05-02
2020-11-11 | HBS2068 | Energizer Homepower HP-6M/3S | 23.2 | Enertek Holdings Pty Ltd | HP-6M/3S |  |  | 1 |  |  | Energizer | 2025-05-02
2020-11-11 | HBS2070 | BYD LVS 8.0 w/ Sungrow SH5K-30 inverter | 8 |  |  | BYD | LVS 8.0 | 1 | Sungrow | SH5K-30 | BYD | 2024-12-29
2020-11-11 | HBS2071 | BYD LVS 12.0 w/ Sungrow SH5K-30 inverter | 12 |  |  | BYD | LVS 12.0 | 1 | Sungrow | SH5K-30 | BYD | 2024-12-29
2020-11-11 | HBS2072 | BYD LVS 16.0 w/ Sungrow SH5K-30 inverter | 16 |  |  | BYD | LVS 16.0 | 1 | Sungrow | SH5K-30 | BYD | 2024-12-29
2020-11-11 | HBS2073 | BYD LVS 20.0 w/ Sungrow SH5K-30 inverter | 20 |  |  | BYD | LVS 20.0 | 1 | Sungrow | SH5K-30 | BYD | 2024-12-29
2020-11-11 | HBS2074 | BYD LVS 24.0 w/ Sungrow SH5K-30 inverter | 24 |  |  | BYD | LVS 24.0 | 1 | Sungrow | SH5K-30 | BYD | 2024-12-29
2020-11-17 | HBS2076 | BYD Battery-Box Premium HVS 7.7/7.68kWh w/ Goodwe GW5KL-ET inverter | 7.7 |  |  | BYD | Battery-Box Premium HVS 7.7/7.68kWh | 1 | Goodwe | GW5KL-ET | BYD | 2025-06-09
2020-11-17 | HBS2077 | BYD Battery-Box Premium HVS 10.2/10.24kWh w/ Goodwe GW5KL-ET inverter | 10.2 |  |  | BYD | Battery-Box Premium HVS 10.2/10.24kWh | 1 | Goodwe | GW5KL-ET | BYD | 2025-06-09
2020-11-17 | HBS2079 | BYD Battery-Box Premium HVS 7.7/7.68kWh w/ Goodwe GW6KL-ET inverter | 7.7 |  |  | BYD | Battery-Box Premium HVS 7.7/7.68kWh | 1 | Goodwe | GW6KL-ET | BYD | 2025-06-09
2020-11-17 | HBS2080 | BYD Battery-Box Premium HVS 10.2/10.24kWh w/ Goodwe GW6KL-ET inverter | 10.2 |  |  | BYD | Battery-Box Premium HVS 10.2/10.24kWh | 1 | Goodwe | GW6KL-ET | BYD | 2025-06-09
2020-11-17 | HBS2082 | BYD Battery-Box Premium HVS 7.7/7.68kWh w/ Goodwe GW8KL-ET inverter | 7.7 |  |  | BYD | Battery-Box Premium HVS 7.7/7.68kWh | 1 | Goodwe | GW8KL-ET | BYD | 2025-06-09
2020-11-17 | HBS2083 | BYD Battery-Box Premium HVS 10.2/10.24kWh w/ Goodwe GW8KL-ET inverter | 10.2 |  |  | BYD | Battery-Box Premium HVS 10.2/10.24kWh | 1 | Goodwe | GW8KL-ET | BYD | 2025-06-09
2020-11-17 | HBS2085 | BYD Battery-Box Premium HVS 7.7/7.68kWh w/ Goodwe GW10KL-ET inverter | 7.7 |  |  | BYD | Battery-Box Premium HVS 7.7/7.68kWh | 1 | Goodwe | GW10KL-ET | BYD | 2025-06-09
2020-11-17 | HBS2086 | BYD Battery-Box Premium HVS 10.2/10.24kWh w/ Goodwe GW10KL-ET inverter | 10.2 |  |  | BYD | Battery-Box Premium HVS 10.2/10.24kWh | 1 | Goodwe | GW10KL-ET | BYD | 2025-06-09
2020-11-17 | HBS2088 | BYD Battery-Box Premium HVS 7.7/7.68kWh w/ Goodwe GW3600-EH inverter | 7.7 |  |  | BYD | Battery-Box Premium HVS 7.7/7.68kWh | 1 | Goodwe | GW3600-EH | BYD | 2025-06-08
2020-11-17 | HBS2091 | BYD Battery-Box Premium HVS 7.7/7.68kWh w/ Goodwe GW5000-EH inverter | 7.7 |  |  | BYD | Battery-Box Premium HVS 7.7/7.68kWh | 1 | Goodwe | GW5000-EH | BYD | 2025-06-08
2020-11-17 | HBS2094 | BYD Battery-Box Premium HVS 7.7/7.68kWh w/ Goodwe GW6000-EH inverter | 7.7 |  |  | BYD | Battery-Box Premium HVS 7.7/7.68kWh | 1 | Goodwe | GW6000-EH | BYD | 2025-06-08
2020-11-17 | HBS2096 | Alpha-ESS SMILE-BAT-10.1PX1 w/ RHI-5K-48ES-5G inverter | 9.1 |  |  | Alpha-ESS | SMILE-BAT-10.1P | 1 | Ginlong Technologies Co Ltd | RHI-5K-48ES-5G | Alpha-ESS | 2024-12-17
2020-11-17 | HBS2097 | Alpha-ESS SMILE-BAT-10.1PX2 w/ RHI-5K-48ES-5G inverter | 18.2 |  |  | Alpha-ESS | SMILE-BAT-10.1P | 2 | Ginlong Technologies Co Ltd | RHI-5K-48ES-5G | Alpha-ESS | 2024-12-17
2020-11-17 | HBS2098 | Alpha-ESS SMILE-BAT-10.1PX3 w/ RHI-5K-48ES-5G inverter | 27.3 |  |  | Alpha-ESS | SMILE-BAT-10.1P | 3 | Ginlong Technologies Co Ltd | RHI-5K-48ES-5G | Alpha-ESS | 2024-12-17
2020-11-17 | HBS2099 | Alpha-ESS SMILE-BAT-10.3PX1 w/ RHI-5K-48ES-5G inverter | 9.3 |  |  | Alpha-ESS | SMILE-BAT-10.3P | 1 | Ginlong Technologies Co Ltd | RHI-5K-48ES-5G | Alpha-ESS | 2024-12-17
2020-11-17 | HBS2100 | Alpha-ESS SMILE-BAT-10.3PX2 w/ RHI-5K-48ES-5G inverter | 18.6 |  |  | Alpha-ESS | SMILE-BAT-10.3P | 2 | Ginlong Technologies Co Ltd | RHI-5K-48ES-5G | Alpha-ESS | 2024-12-17
2020-11-17 | HBS2101 | Alpha-ESS SMILE-BAT-10.3PX3 w/ RHI-5K-48ES-5G inverter | 27.9 |  |  | Alpha-ESS | SMILE-BAT-10.3P | 3 | Ginlong Technologies Co Ltd | RHI-5K-48ES-5G | Alpha-ESS | 2024-12-17
2020-11-17 | HBS2102 | Alpha-ESS SMILE-BAT-13.3PX1 w/ RHI-5K-48ES-5G inverter | 13.3 |  |  | Alpha-ESS | SMILE-BAT-13.3P | 1 | Ginlong Technologies Co Ltd | RHI-5K-48ES-5G | Alpha-ESS | 2024-12-17
2020-11-17 | HBS2103 | Alpha-ESS SMILE-BAT-13.3PX2 w/ RHI-5K-48ES-5G inverter | 26.6 |  |  | Alpha-ESS | SMILE-BAT-13.3P | 2 | Ginlong Technologies Co Ltd | RHI-5K-48ES-5G | Alpha-ESS | 2024-12-17
2020-11-17 | HBS2104 | Alpha-ESS SMILE-BAT-13.3PX3 w/ RHI-5K-48ES-5G inverter | 39.9 |  |  | Alpha-ESS | SMILE-BAT-13.3P | 3 | Ginlong Technologies Co Ltd | RHI-5K-48ES-5G | Alpha-ESS | 2024-12-17
2020-11-26 | HBS2106 | BYD LVS 8.0 w/ Selectronic SPMC480-AU inverter, Select.live | 8 |  |  | BYD | LVS 8.0 | 1 | Selectronic | SPMC480-AU | BYD | 2025-04-08
2020-11-26 | HBS2107 | BYD LVS 12.0 w/ Selectronic SPMC480-AU inverter, Select.live | 12 |  |  | BYD | LVS 12.0 | 1 | Selectronic | SPMC480-AU | BYD | 2025-04-08
2020-11-26 | HBS2108 | BYD LVS 16.0 w/ Selectronic SPMC480-AU inverter, Select.live | 16 |  |  | BYD | LVS 16.0 | 1 | Selectronic | SPMC480-AU | BYD | 2025-04-08
2020-11-26 | HBS2109 | BYD LVS 20.0 w/ Selectronic SPMC480-AU inverter, Select.live | 20 |  |  | BYD | LVS 20.0 | 1 | Selectronic | SPMC480-AU | BYD | 2025-04-08
2020-11-26 | HBS2110 | BYD LVS 24.0 w/ Selectronic SPMC480-AU inverter, Select.live | 24 |  |  | BYD | LVS 24.0 | 1 | Selectronic | SPMC480-AU | BYD | 2025-04-08
2020-11-26 | HBS2112 | BYD LVS 8.0 w/ Selectronic SPMC481-AU inverter, Select.live | 8 |  |  | BYD | LVS 8.0 | 1 | Selectronic | SPMC481-AU | BYD | 2025-04-08
2020-11-26 | HBS2113 | BYD LVS 12.0 w/ Selectronic SPMC481-AU inverter, Select.live | 12 |  |  | BYD | LVS 12.0 | 1 | Selectronic | SPMC481-AU | BYD | 2025-04-08
2020-11-26 | HBS2114 | BYD LVS 16.0 w/ Selectronic SPMC481-AU inverter, Select.live | 16 |  |  | BYD | LVS 16.0 | 1 | Selectronic | SPMC481-AU | BYD | 2025-04-08
2020-11-26 | HBS2115 | BYD LVS 20.0 w/ Selectronic SPMC481-AU inverter, Select.live | 20 |  |  | BYD | LVS 20.0 | 1 | Selectronic | SPMC481-AU | BYD | 2025-04-08
2020-11-26 | HBS2116 | BYD LVS 24.0 w/ Selectronic SPMC481-AU inverter, Select.live | 24 |  |  | BYD | LVS 24.0 | 1 | Selectronic | SPMC481-AU | BYD | 2025-04-08
2020-11-26 | HBS2118 | BYD LVS 8.0 w/ Selectronic SPMC482-AU inverter, Select.live | 8 |  |  | BYD | LVS 8.0 | 1 | Selectronic | SPMC482-AU | BYD | 2025-04-08
2020-11-26 | HBS2119 | BYD LVS 12.0 w/ Selectronic SPMC482-AU inverter, Select.live | 12 |  |  | BYD | LVS 12.0 | 1 | Selectronic | SPMC482-AU | BYD | 2025-04-08
2020-11-26 | HBS2120 | BYD LVS 16.0 w/ Selectronic SPMC482-AU inverter, Select.live | 16 |  |  | BYD | LVS 16.0 | 1 | Selectronic | SPMC482-AU | BYD | 2025-04-08
2020-11-26 | HBS2121 | BYD LVS 20.0 w/ Selectronic SPMC482-AU inverter, Select.live | 20 |  |  | BYD | LVS 20.0 | 1 | Selectronic | SPMC482-AU | BYD | 2025-04-08
2020-11-26 | HBS2122 | BYD LVS 24.0 w/ Selectronic SPMC482-AU inverter, Select.live | 24 |  |  | BYD | LVS 24.0 | 1 | Selectronic | SPMC482-AU | BYD | 2025-04-08
2020-11-30 | HBS2146 | BYD LVS 8.0 w/ Goodwe GW5048D-ES inverter | 8 |  |  | BYD | LVS 8.0 | 1 | Goodwe | GW5048D-ES | BYD | 2026-06-16
2020-11-30 | HBS2147 | BYD LVS 12.0 w/ Goodwe GW5048D-ES inverter | 12 |  |  | BYD | LVS 12.0 | 1 | Goodwe | GW5048D-ES | BYD | 2026-06-16
2020-11-30 | HBS2148 | BYD LVS 16.0 w/ Goodwe GW5048D-ES inverter | 16 |  |  | BYD | LVS 16.0 | 1 | Goodwe | GW5048D-ES | BYD | 2026-06-16
2020-11-30 | HBS2149 | BYD LVS 20.0 w/ Goodwe GW5048D-ES inverter | 20 |  |  | BYD | LVS 20.0 | 1 | Goodwe | GW5048D-ES | BYD | 2026-06-16
2020-11-30 | HBS2150 | BYD LVS 24.0 w/ Goodwe GW5048D-ES inverter | 24 |  |  | BYD | LVS 24.0 | 1 | Goodwe | GW5048D-ES | BYD | 2026-06-16
2020-11-30 | HBS2152 | BYD LVS 8.0 w/ Goodwe GW3648D-ES inverter | 8 |  |  | BYD | LVS 8.0 | 1 | Goodwe | GW3648D-ES | BYD | 2026-06-16
2020-11-30 | HBS2153 | BYD LVS 12.0 w/ Goodwe GW3648D-ES inverter | 12 |  |  | BYD | LVS 12.0 | 1 | Goodwe | GW3648D-ES | BYD | 2026-06-16
2020-11-30 | HBS2154 | BYD LVS 16.0 w/ Goodwe GW3648D-ES inverter | 16 |  |  | BYD | LVS 16.0 | 1 | Goodwe | GW3648D-ES | BYD | 2026-06-16
2020-11-30 | HBS2155 | BYD LVS 20.0 w/ Goodwe GW3648D-ES inverter | 20 |  |  | BYD | LVS 20.0 | 1 | Goodwe | GW3648D-ES | BYD | 2026-06-16
2020-11-30 | HBS2156 | BYD LVS 24.0 w/ Goodwe GW3648D-ES inverter | 24 |  |  | BYD | LVS 24.0 | 1 | Goodwe | GW3648D-ES | BYD | 2026-06-16
2020-11-30 | HBS2158 | BYD LVS 8.0 w/ Goodwe GW3600S-BP inverter | 8 |  |  | BYD | LVS 8.0 | 1 | Goodwe | GW3600S-BP | BYD | 2025-03-02
2020-11-30 | HBS2159 | BYD LVS 12.0 w/ Goodwe GW3600S-BP inverter | 12 |  |  | BYD | LVS 12.0 | 1 | Goodwe | GW3600S-BP | BYD | 2025-03-02
2020-11-30 | HBS2160 | BYD LVS 16.0 w/ Goodwe GW3600S-BP inverter | 16 |  |  | BYD | LVS 16.0 | 1 | Goodwe | GW3600S-BP | BYD | 2025-03-02
2020-11-30 | HBS2161 | BYD LVS 20.0 w/ Goodwe GW3600S-BP inverter | 20 |  |  | BYD | LVS 20.0 | 1 | Goodwe | GW3600S-BP | BYD | 2025-03-02
2020-11-30 | HBS2162 | BYD LVS 24.0 w/ Goodwe GW3600S-BP inverter | 24 |  |  | BYD | LVS 24.0 | 1 | Goodwe | GW3600S-BP | BYD | 2025-03-02
2020-11-30 | HBS2164 | BYD LVS 8.0 w/ Goodwe GW5000S-BP inverter | 8 |  |  | BYD | LVS 8.0 | 1 | Goodwe | GW5000S-BP | BYD | 2025-03-02
2020-11-30 | HBS2165 | BYD LVS 12.0 w/ Goodwe GW5000S-BP inverter | 12 |  |  | BYD | LVS 12.0 | 1 | Goodwe | GW5000S-BP | BYD | 2025-03-02
2020-11-30 | HBS2166 | BYD LVS 16.0 w/ Goodwe GW5000S-BP inverter | 16 |  |  | BYD | LVS 16.0 | 1 | Goodwe | GW5000S-BP | BYD | 2025-03-02
2020-11-30 | HBS2167 | BYD LVS 20.0 w/ Goodwe GW5000S-BP inverter | 20 |  |  | BYD | LVS 20.0 | 1 | Goodwe | GW5000S-BP | BYD | 2025-03-02
2020-11-30 | HBS2168 | BYD LVS 24.0 w/ Goodwe GW5000S-BP inverter | 24 |  |  | BYD | LVS 24.0 | 1 | Goodwe | GW5000S-BP | BYD | 2025-03-02
2020-12-11 | HBS2169 | Redback Smart Three Phase Hybrid-Pylontech 9.6 (Pylontech H48050 (4 off) w/ Redback ST10000 Inverter, BE14000-HV enclosure, smart meter) | 8.6 |  |  | Pylon Technologies | RB-HVS-192-50 | 1 | Redback | ST10000 | Pylontech | 2024-12-19
2020-12-11 | HBS2170 | Redback Smart Three Phase Hybrid-Pylontech 14.2 (Pylontech H48074 (4 off) w/ Redback ST10000 Inverter, BE14000-HV enclosure, smart meter) | 12.8 |  |  | Pylon Technologies | RB-HVS-192-74 | 1 | Redback | ST10000 | Pylontech | 2024-12-19
2020-12-11 | HBS2171 | Redback Smart Three Phase Hybrid-Pylontech 19.2 (Pylontech H48050 (8 off) w/ Redback ST10000 Inverter, BE14000-HV enclosure (2 off), smart meter) | 17.3 |  |  | Pylon Technologies | RB-HVS-384-50 | 1 | Redback | ST10000 | Pylontech | 2024-12-19
2020-12-11 | HBS2172 | Redback Smart Three Phase Hybrid-Pylontech 28.4 (Pylontech H48074 (8 off) w/ Redback ST10000 Inverter, BE14000-HV enclosure (2 off), smart meter) | 25.6 |  |  | Pylon Technologies | RB-HVS-384-74 | 1 | Redback | ST10000 | Pylontech | 2024-12-19
2020-12-11 | HBS2174 | Redback Smart Hybrid-Pylontech 7.2 (Pylontech US2000 (3 off) w/ Redback SH5000 Inverter, BE14000 enclosure, smart meter) | 6.6 |  |  | Pylon Technologies | US2000 | 3 | Redback | SH5000 | Pylontech | 2024-12-19
2020-12-11 | HBS2175 | Redback Smart Hybrid-Pylontech 9.6 (Pylontech US2000 (4 off) w/ Redback SH5000 Inverter, BE14000 enclosure, smart meter) | 8.8 |  |  | Pylon Technologies | US2000 | 4 | Redback | SH5000 | Pylontech | 2024-12-19
2020-12-11 | HBS2176 | Redback Smart Hybrid-Pylontech 7.1 (Pylontech US3000 (2 off) w/ Redback SH5000 Inverter, BE14000 enclosure, smart meter) | 6.4 |  |  | Pylon Technologies | US3000 | 2 | Redback | SH5000 | Pylontech | 2024-12-19
2020-12-11 | HBS2177 | Redback Smart Hybrid-Pylontech 10.6 (Pylontech US3000 (3 off) w/ Redback SH5000 Inverter, BE14000 enclosure, smart meter) | 9.6 |  |  | Pylon Technologies | US3000 | 3 | Redback | SH5000 | Pylontech | 2024-12-19
2020-12-11 | HBS2178 | Redback Smart Hybrid-Pylontech 14.2 (Pylontech US3000 (4 off) w/ Redback SH5000 Inverter, BE14000 enclosure, smart meter) | 12.8 |  |  | Pylon Technologies | US3000 | 4 | Redback | SH5000 | Pylontech | 2024-12-19
2020-12-11 | HBS2180 | Redback Smart Hybrid-Pylontech 8.4 (Pylontech US2000 (2 off), Pylontech US3000 (1 off) w/ Redback SH5000 Inverter, BE14000 enclosure, smart meter) | 7.6 |  |  | Pylon Technologies | US2000x2, US3000 | 1 | Redback | SH5000 | Pylontech | 2024-12-19
2020-12-11 | HBS2181 | Redback Smart Hybrid-Pylontech 10.8 (Pylontech US2000 (3 off), Pylontech US3000 (1 off) w/ Redback SH5000 Inverter, BE14000 enclosure, smart meter) | 9.8 |  |  | Pylon Technologies | US2000x3, US3000 | 1 | Redback | SH5000 | Pylontech | 2024-12-19
2020-12-11 | HBS2182 | Redback Smart Hybrid-Pylontech 9.5 (Pylontech US2000 (1 off), Pylontech US3000 (2 off) w/ Redback SH5000 Inverter, BE14000 enclosure, smart meter) | 8.6 |  |  | Pylon Technologies | US2000, US3000x2 | 1 | Redback | SH5000 | Pylontech | 2024-12-19
2020-12-11 | HBS2183 | Redback Smart Hybrid-Pylontech 11.9 (Pylontech US2000 (2 off), Pylontech US3000 (2 off) w/ Redback SH5000 Inverter, BE14000 enclosure, smart meter) | 10.8 |  |  | Pylon Technologies | US2000x2, US3000x2 | 1 | Redback | SH5000 | Pylontech | 2024-12-19
2020-12-11 | HBS2184 | Redback Smart Hybrid-Pylontech 13.1 (Pylontech US2000 (1 off), Pylontech US3000 (3 off) w/ Redback SH5000 Inverter, BE14000 enclosure, smart meter) | 11.8 |  |  | Pylon Technologies | US2000x1, US3000x3 | 1 | Redback | SH5000 | Pylontech | 2024-12-19
2021-01-04 | HBS2367 | Pylontech PowerCube-X1-48/192V w/ Goodwe GW10KL-ET inverter | 8.6 |  |  | Pylon Technologies | PowerCube-X1-48/192V | 1 | Goodwe | GW10KL-ET | Pylontech | 2025-06-09
2021-01-04 | HBS2368 | Pylontech PowerCube-X1-48/240V w/ Goodwe GW10KL-ET inverter | 10.8 |  |  | Pylon Technologies | PowerCube-X1-48/240V | 1 | Goodwe | GW10KL-ET | Pylontech | 2025-06-09
2021-01-04 | HBS2369 | Pylontech PowerCube-X1-48/288V w/ Goodwe GW10KL-ET inverter | 13 |  |  | Pylon Technologies | PowerCube-X1-48/288V | 1 | Goodwe | GW10KL-ET | Pylontech | 2025-06-09
2021-01-04 | HBS2370 | Pylontech PowerCube-X1-48/336V w/ Goodwe GW10KL-ET inverter | 15.1 |  |  | Pylon Technologies | PowerCube-X1-48/336V | 1 | Goodwe | GW10KL-ET | Pylontech | 2025-06-09
2021-01-04 | HBS2371 | Pylontech PowerCube-H1-48/384V w/ Goodwe GW10KL-ET inverter | 17.2 |  |  | Pylon Technologies | PowerCube-H1-48/384V | 1 | Goodwe | GW10KL-ET | Pylontech | 2025-06-09
2021-01-04 | HBS2372 | Pylontech PowerCube-H1-48/432V w/ Goodwe GW10KL-ET inverter | 19.4 |  |  | Pylon Technologies | PowerCube-H1-48/432V | 1 | Goodwe | GW10KL-ET | Pylontech | 2025-06-09
2021-01-04 | HBS2373 | Pylontech PowerCube-H1-48/480V w/ Goodwe GW10KL-ET inverter | 21.6 |  |  | Pylon Technologies | PowerCube-H1-48/480V | 1 | Goodwe | GW10KL-ET | Pylontech | 2025-06-09
2021-01-04 | HBS2374 | Pylontech PowerCube-H1-48/528V w/ Goodwe GW10KL-ET inverter | 23.8 |  |  | Pylon Technologies | PowerCube-H1-48/528V | 1 | Goodwe | GW10KL-ET | Pylontech | 2025-06-09
2021-01-04 | HBS2375 | Pylontech PowerCube-H1-48/576V w/ Goodwe GW10KL-ET inverter | 25.9 |  |  | Pylon Technologies | PowerCube-H1-48/576V | 1 | Goodwe | GW10KL-ET | Pylontech | 2025-06-09
2021-02-12 | HBS2398 | Q.HOME+ ESS HYB G2 (Q.SAVE G2 6.3kWh B1.1.1 (x2) w/ Q.VOLT G2 HYB-5kW.1.1 inverter), SwitchDin 'smart controller' | 11.34 |  |  | Q CELLS | Q.SAVE G2 6.3kWh B1.1.1 | 1 | Q CELLS | Q.VOLT G2 HYB-5kW.1.1 | Q CELLS | 2024-12-15
2021-02-12 | HBS2399 | Q.HOME+ ESS HYB G2 (Q.SAVE G2 6.3kWh B1.1.1 (x3) w/ Q.VOLT G2 HYB-5kW.1.1 inverter), SwitchDin 'smart controller' | 17.01 |  |  | Q CELLS | Q.SAVE G2 6.3kWh B1.1.1 | 1 | Q CELLS | Q.VOLT G2 HYB-5kW.1.1 | Q CELLS | 2024-12-15
2021-02-17 | HBS2387 | Pylontech Force-L1-48-148 w/ Goodwe GW5048D-ES inverter | 6.39 |  |  | Pylon Technologies | Force-L1-48-148 | 1 | Goodwe | 5048D-ES | Pylontech | 2026-06-16
2021-02-17 | HBS2388 | Pylontech Force-L1-48-222 w/ Goodwe GW5048D-ES inverter | 9.6 |  |  | Pylon Technologies | Force-L1-48-222 | 1 | Goodwe | 5048D-ES | Pylontech | 2026-06-16
2021-02-17 | HBS2389 | Pylontech Force-L1-48-296 w/ Goodwe GW5048D-ES inverter | 12.78 |  |  | Pylon Technologies | Force-L1-48-296 | 1 | Goodwe | 5048D-ES | Pylontech | 2026-06-16
2021-02-17 | HBS2390 | Pylontech Force-L1-48-148 w/ Goodwe GW5000S-BP inverter | 6.39 |  |  | Pylon Technologies | Force-L1-48-148 | 1 | Goodwe | GW5000S-BP | Pylontech | 2025-03-02
2021-02-17 | HBS2391 | Pylontech Force-L1-48-222 w/ Goodwe GW5000S-BP inverter | 9.6 |  |  | Pylon Technologies | Force-L1-48-222 | 1 | Goodwe | GW5000S-BP | Pylontech | 2025-03-02
2021-02-17 | HBS2392 | Pylontech Force-L1-48-296 w/ Goodwe GW5000S-BP inverter | 12.78 |  |  | Pylon Technologies | Force-L1-48-296 | 1 | Goodwe | GW5000S-BP | Pylontech | 2025-03-02
2021-02-17 | HBS2393 | Pylontech Force-H1-48-144V w/ Goodwe GW5KL-ET inverter | 9.6 |  |  | Pylon Technologies | Force-H1-48-144V | 1 | Goodwe | GW5KL-ET | Pylontech | 2025-06-09
2021-02-17 | HBS2394 | Pylontech Force-H1-48-192V w/ Goodwe GW5KL-ET inverter | 12.8 |  |  | Pylon Technologies | Force-H1-48-192V | 1 | Goodwe | GW5KL-ET | Pylontech | 2025-06-09
2021-02-17 | HBS2395 | Pylontech Force-H1-48-144V w/ Goodwe GW10KL-ET inverter | 9.6 |  |  | Pylon Technologies | Force-H1-48-144V | 1 | Goodwe | GW10KL-ET | Pylontech | 2025-06-09
2021-02-17 | HBS2396 | Pylontech Force-H1-48-192V w/ Goodwe GW10KL-ET inverter | 12.8 |  |  | Pylon Technologies | Force-H1-48-192V | 1 | Goodwe | GW10KL-ET | Pylontech | 2025-06-09
2021-04-01 | HBS2439 | BYD Battery-Box Premium LVL 15.4 w/ Solis RHI-3K-48ES-5G inverter, SwitchDin 'smart controller' | 15.36 |  |  | BYD | Battery-Box Premium LVL 15.4 | 1 | Ginlong Technologies Co Ltd | RHI-3K-48ES | BYD | 2024-12-17
2021-04-01 | HBS2441 | BYD LVS 8.0 w/ Solis RHI-3K-48ES-5G inverter, SwitchDin 'smart controller' | 8 |  |  | BYD | LVS 8.0 | 1 | Ginlong Technologies Co Ltd | RHI-3K-48ES | BYD | 2024-12-17
2021-04-01 | HBS2442 | BYD LVS 12.0 w/ Solis RHI-3K-48ES-5G inverter, SwitchDin 'smart controller' | 12 |  |  | BYD | LVS 12.0 | 1 | Ginlong Technologies Co Ltd | RHI-3K-48ES | BYD | 2024-12-17
2021-04-01 | HBS2443 | BYD LVS 16.0 w/ Solis RHI-3K-48ES-5G inverter, SwitchDin 'smart controller' | 16 |  |  | BYD | LVS 16.0 | 1 | Ginlong Technologies Co Ltd | RHI-3K-48ES | BYD | 2024-12-17
2021-04-01 | HBS2444 | BYD LVS 20.0 w/ Solis RHI-3K-48ES-5G inverter, SwitchDin 'smart controller' | 20 |  |  | BYD | LVS 20.0 | 1 | Ginlong Technologies Co Ltd | RHI-3K-48ES | BYD | 2024-12-17
2021-04-01 | HBS2445 | BYD LVS 24.0 w/ Solis RHI-3K-48ES-5G inverter, SwitchDin 'smart controller' | 24 |  |  | BYD | LVS 24.0 | 1 | Ginlong Technologies Co Ltd | RHI-3K-48ES | BYD | 2024-12-17
2021-04-01 | HBS2446 | BYD Battery-Box Premium LVL 15.4 w/ Solis RHI-3.6K-48ES-5G inverter, SwitchDin 'smart controller' | 15.36 |  |  | BYD | Battery-Box Premium LVL 15.4 | 1 | Ginlong Technologies Co Ltd | RHI-3.6K-48ES | BYD | 2024-12-17
2021-04-01 | HBS2448 | BYD LVS 8.0 w/ Solis RHI-3.6K-48ES-5G inverter, SwitchDin 'smart controller' | 8 |  |  | BYD | LVS 8.0 | 1 | Ginlong Technologies Co Ltd | RHI-3.6K-48ES | BYD | 2024-12-17
2021-04-01 | HBS2449 | BYD LVS 12.0 w/ Solis RHI-3.6K-48ES-5G inverter, SwitchDin 'smart controller' | 12 |  |  | BYD | LVS 12.0 | 1 | Ginlong Technologies Co Ltd | RHI-3.6K-48ES | BYD | 2024-12-17
2021-04-01 | HBS2450 | BYD LVS 16.0 w/ Solis RHI-3.6K-48ES-5G inverter, SwitchDin 'smart controller' | 16 |  |  | BYD | LVS 16.0 | 1 | Ginlong Technologies Co Ltd | RHI-3.6K-48ES | BYD | 2024-12-17
2021-04-01 | HBS2451 | BYD LVS 20.0 w/ Solis RHI-3.6K-48ES-5G inverter, SwitchDin 'smart controller' | 20 |  |  | BYD | LVS 20.0 | 1 | Ginlong Technologies Co Ltd | RHI-3.6K-48ES | BYD | 2024-12-17
2021-04-01 | HBS2452 | BYD LVS 24.0 w/ Solis RHI-3.6K-48ES-5G inverter, SwitchDin 'smart controller' | 24 |  |  | BYD | LVS 24.0 | 1 | Ginlong Technologies Co Ltd | RHI-3.6K-48ES | BYD | 2024-12-17
2021-04-01 | HBS2453 | BYD Battery-Box Premium LVL 15.4 w/ Solis RHI-4.6K-48ES-5G inverter, SwitchDin 'smart controller' | 15.36 |  |  | BYD | Battery-Box Premium LVL 15.4 | 1 | Ginlong Technologies Co Ltd | RHI-4.6K-48ES | BYD | 2024-12-17
2021-04-01 | HBS2454 | BYD LVS 8.0 w/ Solis RHI-4.6K-48ES-5G inverter, SwitchDin 'smart controller' | 8 |  |  | BYD | LVS 8.0 | 1 | Ginlong Technologies Co Ltd | RHI-4.6K-48ES | BYD | 2024-12-17
2021-04-01 | HBS2455 | BYD LVS 12.0 w/ Solis RHI-4.6K-48ES-5G inverter, SwitchDin 'smart controller' | 12 |  |  | BYD | LVS 12.0 | 1 | Ginlong Technologies Co Ltd | RHI-4.6K-48ES | BYD | 2024-12-17
2021-04-01 | HBS2456 | BYD LVS 16.0 w/ Solis RHI-4.6K-48ES-5G inverter, SwitchDin 'smart controller' | 16 |  |  | BYD | LVS 16.0 | 1 | Ginlong Technologies Co Ltd | RHI-4.6K-48ES | BYD | 2024-12-17
2021-04-01 | HBS2457 | BYD LVS 20.0 w/ Solis RHI-4.6K-48ES-5G inverter, SwitchDin 'smart controller' | 20 |  |  | BYD | LVS 20.0 | 1 | Ginlong Technologies Co Ltd | RHI-4.6K-48ES | BYD | 2024-12-17
2021-04-01 | HBS2458 | BYD LVS 24.0 w/ Solis RHI-4.6K-48ES-5G inverter, SwitchDin 'smart controller' | 24 |  |  | BYD | LVS 24.0 | 1 | Ginlong Technologies Co Ltd | RHI-4.6K-48ES | BYD | 2024-12-17
2021-04-01 | HBS2459 | BYD Battery-Box Premium LVL 15.4 w/ Solis RHI-5K-48ES-5G inverter, SwitchDin 'smart controller' | 15.36 |  |  | BYD | Battery-Box Premium LVL 15.4 | 1 | Ginlong Technologies Co Ltd | RHI-5K-48ES | BYD | 2024-12-17
2021-04-01 | HBS2460 | BYD LVS 8.0 w/ Solis RHI-5K-48ES-5G inverter, SwitchDin 'smart controller' | 8 |  |  | BYD | LVS 8.0 | 1 | Ginlong Technologies Co Ltd | RHI-5K-48ES | BYD | 2024-12-17
2021-04-01 | HBS2461 | BYD LVS 12.0 w/ Solis RHI-5K-48ES-5G inverter, SwitchDin 'smart controller' | 12 |  |  | BYD | LVS 12.0 | 1 | Ginlong Technologies Co Ltd | RHI-5K-48ES | BYD | 2024-12-17
2021-04-01 | HBS2462 | BYD LVS 16.0 w/ Solis RHI-5K-48ES-5G inverter, SwitchDin 'smart controller' | 16 |  |  | BYD | LVS 16.0 | 1 | Ginlong Technologies Co Ltd | RHI-5K-48ES | BYD | 2024-12-17
2021-04-01 | HBS2463 | BYD LVS 20.0 w/ Solis RHI-5K-48ES-5G inverter, SwitchDin 'smart controller' | 20 |  |  | BYD | LVS 20.0 | 1 | Ginlong Technologies Co Ltd | RHI-5K-48ES | BYD | 2024-12-17
2021-04-01 | HBS2464 | BYD LVS 24.0 w/ Solis RHI-5K-48ES-5G inverter, SwitchDin 'smart controller' | 24 |  |  | BYD | LVS 24.0 | 1 | Ginlong Technologies Co Ltd | RHI-5K-48ES | BYD | 2024-12-17
2021-04-06 | HBS2488 | Soltaro AIO2-BTLV-10KWH w/ AIO2-INS-5000 inverter | 9 |  |  | Soltaro | AIO2-BTLV-10KWH | 1 | Soltaro | AIO2-INS-5000 | Soltaro | 2025-02-16
2021-04-06 | HBS2489 | Soltaro AIO2-BTLV-10KWH (x2) w/ AIO2-INS-5000 inverter | 18 |  |  | Soltaro | AIO2-BTLV-10KWH | 2 | Soltaro | AIO2-INS-5000 | Soltaro | 2025-02-16
2021-04-06 | HBS2490 | Soltaro AIO2-BTLV-10KWH (x3) w/ AIO2-INS-5000 inverter | 27 |  |  | Soltaro | AIO2-BTLV-10KWH | 3 | Soltaro | AIO2-INS-5000 | Soltaro | 2025-02-16
2021-04-06 | HBS2492 | Soltaro AIO2-BTLV-5KWH (x2) w/ AIO2-INS-5000 inverter | 9 |  |  | Soltaro | AIO2-BTLV-5KWH | 2 | Soltaro | AIO2-INS-5000 | Soltaro | 2025-02-16
2021-04-06 | HBS2493 | Soltaro AIO2-BTLV-5KWH (x3) w/ AIO2-INS-5000 inverter | 13.5 |  |  | Soltaro | AIO2-BTLV-5KWH | 3 | Soltaro | AIO2-INS-5000 | Soltaro | 2025-02-16
2021-05-07 | HBS2512 | Huawei LUNA2000-10-S0 w/ SUN2000-2KTL-L1 inverter, SmartDongle-WLAN-FE | 10 |  |  | Huawei | LUNA2000-10-S0 (LUNA2000-5kW-C0 + 2xLUNA2000-5-EO) | 1 | Huawei | SUN2000-2KTL-L1 | Huawei | 2024-12-15
2021-05-07 | HBS2513 | Huawei LUNA2000-15-S0 w/ SUN2000-2KTL-L1 inverter, SmartDongle-WLAN-FE | 15 |  |  | Huawei | LUNA2000-15-S0 (LUNA2000-5kW-C0 + 3xLUNA2000-5-EO) | 1 | Huawei | SUN2000-2KTL-L1 | Huawei | 2024-12-15
2021-05-07 | HBS2515 | Huawei LUNA2000-10-S0 w/ SUN2000-3KTL-L1 inverter, SmartDongle-WLAN-FE | 10 |  |  | Huawei | LUNA2000-10-S0 (LUNA2000-5kW-C0 + 2xLUNA2000-5-EO) | 1 | Huawei | SUN2000-3KTL-L1 | Huawei | 2024-12-15
2021-05-07 | HBS2516 | Huawei LUNA2000-15-S0 w/ SUN2000-3KTL-L1 inverter, SmartDongle-WLAN-FE | 15 |  |  | Huawei | LUNA2000-15-S0 (LUNA2000-5kW-C0 + 3xLUNA2000-5-EO) | 1 | Huawei | SUN2000-3KTL-L1 | Huawei | 2024-12-15
2021-05-07 | HBS2518 | Huawei LUNA2000-10-S0 w/ SUN2000-4KTL-L1 inverter, SmartDongle-WLAN-FE | 10 |  |  | Huawei | LUNA2000-10-S0 (LUNA2000-5kW-C0 + 2xLUNA2000-5-EO) | 1 | Huawei | SUN2000-4KTL-L1 | Huawei | 2024-12-15
2021-05-07 | HBS2519 | Huawei LUNA2000-15-S0 w/ SUN2000-4KTL-L1 inverter, SmartDongle-WLAN-FE | 15 |  |  | Huawei | LUNA2000-15-S0 (LUNA2000-5kW-C0 + 3xLUNA2000-5-EO) | 1 | Huawei | SUN2000-4KTL-L1 | Huawei | 2024-12-15
2021-05-07 | HBS2521 | Huawei LUNA2000-10-S0 w/ SUN2000-4.6KTL-L1 inverter, SmartDongle-WLAN-FE | 10 |  |  | Huawei | LUNA2000-10-S0 (LUNA2000-5kW-C0 + 2xLUNA2000-5-EO) | 1 | Huawei | SUN2000-4.6KTL-L1 | Huawei | 2024-12-15
2021-05-07 | HBS2522 | Huawei LUNA2000-15-S0 w/ SUN2000-4.6KTL-L1 inverter, SmartDongle-WLAN-FE | 15 |  |  | Huawei | LUNA2000-15-S0 (LUNA2000-5kW-C0 + 3xLUNA2000-5-EO) | 1 | Huawei | SUN2000-4.6KTL-L1 | Huawei | 2024-12-15
2021-05-07 | HBS2524 | Huawei LUNA2000-10-S0 w/ SUN2000-5KTL-L1 inverter, SmartDongle-WLAN-FE | 10 |  |  | Huawei | LUNA2000-10-S0 (LUNA2000-5kW-C0 + 2xLUNA2000-5-EO) | 1 | Huawei | SUN2000-5KTL-L1 | Huawei | 2024-12-15
2021-05-07 | HBS2525 | Huawei LUNA2000-15-S0 w/ SUN2000-5KTL-L1 inverter, SmartDongle-WLAN-FE | 15 |  |  | Huawei | LUNA2000-15-S0 (LUNA2000-5kW-C0 + 3xLUNA2000-5-EO) | 1 | Huawei | SUN2000-5KTL-L1 | Huawei | 2024-12-15
2021-05-07 | HBS2527 | Huawei LUNA2000-10-S0 w/ SUN2000-6KTL-L1 inverter, SmartDongle-WLAN-FE | 10 |  |  | Huawei | LUNA2000-10-S0 (LUNA2000-5kW-C0 + 2xLUNA2000-5-EO) | 1 | Huawei | SUN2000-6KTL-L1 | Huawei | 2024-12-15
2021-05-07 | HBS2528 | Huawei LUNA2000-15-S0 w/ SUN2000-6KTL-L1 inverter, SmartDongle-WLAN-FE | 15 |  |  | Huawei | LUNA2000-15-S0 (LUNA2000-5kW-C0 + 3xLUNA2000-5-EO) | 1 | Huawei | SUN2000-6KTL-L1 | Huawei | 2024-12-15
2021-05-07 | HBS2536 | Huawei LUNA2000-10-S0 w/ SUN2000-5KTL-M1 inverter, SmartDongle-WLAN-FE | 10 |  |  | Huawei | LUNA2000-10-S0 (LUNA2000-5kW-C0 + 2xLUNA2000-5-EO) | 1 | Huawei | SUN2000-5KTL-M1 | Huawei | 2024-12-15
2021-05-07 | HBS2537 | Huawei LUNA2000-15-S0 w/ SUN2000-5KTL-M1 inverter, SmartDongle-WLAN-FE | 15 |  |  | Huawei | LUNA2000-15-S0 (LUNA2000-5kW-C0 + 3xLUNA2000-5-EO) | 1 | Huawei | SUN2000-5KTL-M1 | Huawei | 2024-12-15
2021-05-07 | HBS2539 | Huawei LUNA2000-10-S0 w/ SUN2000-6KTL-M1 inverter, SmartDongle-WLAN-FE | 10 |  |  | Huawei | LUNA2000-10-S0 (LUNA2000-5kW-C0 + 2xLUNA2000-5-EO) | 1 | Huawei | SUN2000-6KTL-M1 | Huawei | 2024-12-15
2021-05-07 | HBS2540 | Huawei LUNA2000-15-S0 w/ SUN2000-6KTL-M1 inverter, SmartDongle-WLAN-FE | 15 |  |  | Huawei | LUNA2000-15-S0 (LUNA2000-5kW-C0 + 3xLUNA2000-5-EO) | 1 | Huawei | SUN2000-6KTL-M1 | Huawei | 2024-12-15
2021-05-11 | HBS2565 | Soluna 10K Pack HV w/ GoodWe GW5KL-ET inverter | 8 |  |  | Soluna | Soluna 10K Pack HV | 1 | GoodWe | GW5KL-ET | Soluna | 2025-06-09
2021-05-11 | HBS2566 | Soluna 10K Pack HV w/ GoodWe GW6KL-ET inverter | 8 |  |  | Soluna | Soluna 10K Pack HV | 1 | GoodWe | GW6KL-ET | Soluna | 2025-06-09
2021-05-11 | HBS2567 | Soluna 10K Pack HV w/ GoodWe GW8KL-ET inverter | 8 |  |  | Soluna | Soluna 10K Pack HV | 1 | GoodWe | GW8KL-ET | Soluna | 2025-06-09
2021-05-11 | HBS2568 | Soluna 10K Pack HV w/ GoodWe GW10KL-ET inverter | 8 |  |  | Soluna | Soluna 10K Pack HV | 1 | GoodWe | GW10KL-ET | Soluna | 2025-06-09
2021-05-11 | HBS2569 | Soluna 10K Pack HV w/ GoodWe GW3600-EH inverter | 8 |  |  | Soluna | Soluna 10K Pack HV | 1 | GoodWe | GW3600-EH | Soluna | 2025-06-08
2021-05-11 | HBS2570 | Soluna 10K Pack HV w/ GoodWe GW5000-EH inverter | 8 |  |  | Soluna | Soluna 10K Pack HV | 1 | GoodWe | GW5000-EH | Soluna | 2025-06-08
2021-05-11 | HBS2571 | Soluna 10K Pack HV w/ GoodWe GW6000-EH inverter | 8 |  |  | Soluna | Soluna 10K Pack HV | 1 | GoodWe | GW6000-EH | Soluna | 2025-06-08
2021-05-14 | HBS2575 | Zenaji AEON A48-40 (x4) w/ Selectronic SPMC480-AU inverter, Select.live | 7.6 |  |  | Zenaji | A48-40 | 4 | Selectronic | SPMC480-AU | Zenaji | 2025-04-08
2021-05-14 | HBS2576 | Zenaji AEON A48-40 (x5) w/ Selectronic SPMC480-AU inverter, Select.live | 9.5 |  |  | Zenaji | A48-40 | 5 | Selectronic | SPMC480-AU | Zenaji | 2025-04-08
2021-05-14 | HBS2577 | Zenaji AEON A48-40 (x6) w/ Selectronic SPMC480-AU inverter, Select.live | 11.4 |  |  | Zenaji | A48-40 | 6 | Selectronic | SPMC480-AU | Zenaji | 2025-04-08
2021-05-14 | HBS2578 | Zenaji AEON A48-40 (x7) w/ Selectronic SPMC480-AU inverter, Select.live | 13.3 |  |  | Zenaji | A48-40 | 7 | Selectronic | SPMC480-AU | Zenaji | 2025-04-08
2021-05-14 | HBS2579 | Zenaji AEON A48-40 (x8) w/ Selectronic SPMC480-AU inverter, Select.live | 15.2 |  |  | Zenaji | A48-40 | 8 | Selectronic | SPMC480-AU | Zenaji | 2025-04-08
2021-05-14 | HBS2580 | Zenaji AEON A48-40 (x9) w/ Selectronic SPMC480-AU inverter, Select.live | 17.1 |  |  | Zenaji | A48-40 | 9 | Selectronic | SPMC480-AU | Zenaji | 2025-04-08
2021-05-14 | HBS2581 | Zenaji AEON A48-40 (x10) w/ Selectronic SPMC480-AU inverter, Select.live | 19 |  |  | Zenaji | A48-40 | 10 | Selectronic | SPMC480-AU | Zenaji | 2025-04-08
2021-05-14 | HBS2585 | Zenaji AEON A48-40 (x4) w/ Selectronic SPMC481-AU inverter, Select.live | 7.6 |  |  | Zenaji | A48-40 | 4 | Selectronic | SPMC481-AU | Zenaji | 2025-04-08
2021-05-14 | HBS2586 | Zenaji AEON A48-40 (x5) w/ Selectronic SPMC481-AU inverter, Select.live | 9.5 |  |  | Zenaji | A48-40 | 5 | Selectronic | SPMC481-AU | Zenaji | 2025-04-08
2021-05-14 | HBS2587 | Zenaji AEON A48-40 (x6) w/ Selectronic SPMC481-AU inverter, Select.live | 11.4 |  |  | Zenaji | A48-40 | 6 | Selectronic | SPMC481-AU | Zenaji | 2025-04-08
2021-05-14 | HBS2588 | Zenaji AEON A48-40 (x7) w/ Selectronic SPMC481-AU inverter, Select.live | 13.3 |  |  | Zenaji | A48-40 | 7 | Selectronic | SPMC481-AU | Zenaji | 2025-04-08
2021-05-14 | HBS2589 | Zenaji AEON A48-40 (x8) w/ Selectronic SPMC481-AU inverter, Select.live | 15.2 |  |  | Zenaji | A48-40 | 8 | Selectronic | SPMC481-AU | Zenaji | 2025-04-08
2021-05-14 | HBS2590 | Zenaji AEON A48-40 (x9) w/ Selectronic SPMC481-AU inverter, Select.live | 17.1 |  |  | Zenaji | A48-40 | 9 | Selectronic | SPMC481-AU | Zenaji | 2025-04-08
2021-05-14 | HBS2591 | Zenaji AEON A48-40 (x10) w/ Selectronic SPMC481-AU inverter, Select.live | 19 |  |  | Zenaji | A48-40 | 10 | Selectronic | SPMC481-AU | Zenaji | 2025-04-08
2021-05-14 | HBS2595 | Zenaji AEON A48-40 (x4) w/ Selectronic SPMC482-AU inverter, Select.live | 7.6 |  |  | Zenaji | A48-40 | 4 | Selectronic | SPMC482-AU | Zenaji | 2025-04-08
2021-05-14 | HBS2596 | Zenaji AEON A48-40 (x5) w/ Selectronic SPMC482-AU inverter, Select.live | 9.5 |  |  | Zenaji | A48-40 | 5 | Selectronic | SPMC482-AU | Zenaji | 2025-04-08
2021-05-14 | HBS2597 | Zenaji AEON A48-40 (x6) w/ Selectronic SPMC482-AU inverter, Select.live | 11.4 |  |  | Zenaji | A48-40 | 6 | Selectronic | SPMC482-AU | Zenaji | 2025-04-08
2021-05-14 | HBS2598 | Zenaji AEON A48-40 (x7) w/ Selectronic SPMC482-AU inverter, Select.live | 13.3 |  |  | Zenaji | A48-40 | 7 | Selectronic | SPMC482-AU | Zenaji | 2025-04-08
2021-05-14 | HBS2599 | Zenaji AEON A48-40 (x8) w/ Selectronic SPMC482-AU inverter, Select.live | 15.2 |  |  | Zenaji | A48-40 | 8 | Selectronic | SPMC482-AU | Zenaji | 2025-04-08
2021-05-14 | HBS2600 | Zenaji AEON A48-40 (x9) w/ Selectronic SPMC482-AU inverter, Select.live | 17.1 |  |  | Zenaji | A48-40 | 9 | Selectronic | SPMC482-AU | Zenaji | 2025-04-08
2021-05-14 | HBS2601 | Zenaji AEON A48-40 (x10) w/ Selectronic SPMC482-AU inverter, Select.live | 19 |  |  | Zenaji | A48-40 | 10 | Selectronic | SPMC482-AU | Zenaji | 2025-04-08
2021-05-28 | HBS2412 | Pylontech US3000 (2 off) w/ Sofar Solar HYD 3000-ES inverter | 6.4 |  |  | Pylontech | US3000 | 2 | Sofar Solar | HYD 3000-ES | Pylontech | 2025-06-23
2021-05-28 | HBS2413 | Pylontech US3000 (3 off) w/ Sofar Solar HYD 3000-ES inverter | 9.6 |  |  | Pylontech | US3000 | 3 | Sofar Solar | HYD 3000-ES | Pylontech | 2025-06-23
2021-05-28 | HBS2414 | Pylontech US3000 (4 off) w/ Sofar Solar HYD 3000-ES inverter | 12.8 |  |  | Pylontech | US3000 | 4 | Sofar Solar | HYD 3000-ES | Pylontech | 2025-06-23
2021-05-28 | HBS2419 | Pylontech Force-L1-48-148 w/ Sofar Solar HYD 4000-ES inverter | 6.4 |  |  | Pylontech | Force-L1-48-148 | 1 | Sofar Solar | HYD 4000-ES | Pylontech | 2025-06-23
2021-05-28 | HBS2420 | Pylontech Force-L1-48-222 w/ Sofar Solar HYD 4000-ES inverter | 9.6 |  |  | Pylontech | Force-L1-48-222 | 1 | Sofar Solar | HYD 4000-ES | Pylontech | 2025-06-23
2021-05-28 | HBS2421 | Pylontech Force-L1-48-296 w/ Sofar Solar HYD 4000-ES inverter | 12.8 |  |  | Pylontech | Force-L1-48-296 | 1 | Sofar Solar | HYD 4000-ES | Pylontech | 2025-06-23
2021-05-28 | HBS2422 | Pylontech US3000 (2 off) w/ Sofar Solar HYD 4000-ES inverter | 6.4 |  |  | Pylontech | US3000 | 2 | Sofar Solar | HYD 4000-ES | Pylontech | 2025-06-23
2021-05-28 | HBS2423 | Pylontech US3000 (3 off) w/ Sofar Solar HYD 4000-ES inverter | 9.6 |  |  | Pylontech | US3000 | 3 | Sofar Solar | HYD 4000-ES | Pylontech | 2025-06-23
2021-05-28 | HBS2424 | Pylontech US3000 (4 off) w/ Sofar Solar HYD 4000-ES inverter | 12.8 |  |  | Pylontech | US3000 | 4 | Sofar Solar | HYD 4000-ES | Pylontech | 2025-06-23
2021-05-28 | HBS2429 | Pylontech Force-L1-48-148 w/ Sofar Solar HYD 5000-ES inverter | 6.4 |  |  | Pylontech | Force-L1-48-148 | 1 | Sofar Solar | HYD 5000-ES | Pylontech | 2025-06-23
2021-05-28 | HBS2430 | Pylontech Force-L1-48-222 w/ Sofar Solar HYD 5000-ES inverter | 9.6 |  |  | Pylontech | Force-L1-48-222 | 1 | Sofar Solar | HYD 5000-ES | Pylontech | 2025-06-23
2021-05-28 | HBS2431 | Pylontech Force-L1-48-296 w/ Sofar Solar HYD 5000-ES inverter | 12.8 |  |  | Pylontech | Force-L1-48-296 | 1 | Sofar Solar | HYD 5000-ES | Pylontech | 2025-06-23
2021-05-28 | HBS2432 | Pylontech US3000 (2 off) w/ Sofar Solar HYD 5000-ES inverter | 6.4 |  |  | Pylontech | US3000 | 2 | Sofar Solar | HYD 5000-ES | Pylontech | 2025-06-23
2021-05-28 | HBS2433 | Pylontech US3000 (3 off) w/ Sofar Solar HYD 5000-ES inverter | 9.6 |  |  | Pylontech | US3000 | 3 | Sofar Solar | HYD 5000-ES | Pylontech | 2025-06-23
2021-05-28 | HBS2434 | Pylontech US3000 (4 off) w/ Sofar Solar HYD 5000-ES inverter | 12.8 |  |  | Pylontech | US3000 | 4 | Sofar Solar | HYD 5000-ES | Pylontech | 2025-06-23
2021-06-07 | HBS2938 | Redback SB7200 Smart Battery | 6.5 | Redback | SB7200 |  |  | 1 |  |  | Redback | 2024-12-22
2021-07-01 | HBS2941 | Zenaji AEON A48-40 (x4) w/ Sungrow SH5K-30 inverter | 7.5 |  |  | Zenaji | AEON A48-40 | 4 | Sungrow | SH5K-30 | Zenaji | 2024-12-29
2021-07-01 | HBS2997 | Sungrow SBR096 (x1) w/ Sungrow SH5.0RT inverter | 9.6 |  |  | Sungrow | SBR096 | 3 | Sungrow | SH5.0RT | Sungrow | 2024-12-16
2021-07-01 | HBS2998 | Sungrow SBR128 (x1) w/ Sungrow SH5.0RT inverter | 12.8 |  |  | Sungrow | SBR128 | 4 | Sungrow | SH5.0RT | Sungrow | 2024-12-16
2021-07-01 | HBS2999 | Sungrow SBR160 (x1) w/ Sungrow SH5.0RT inverter | 16.8 |  |  | Sungrow | SBR160 | 5 | Sungrow | SH5.0RT | Sungrow | 2024-12-16
2021-07-01 | HBS3000 | Sungrow SBR192 (x1) w/ Sungrow SH5.0RT inverter | 19.2 |  |  | Sungrow | SBR192 | 6 | Sungrow | SH5.0RT | Sungrow | 2024-12-16
2021-07-01 | HBS3001 | Sungrow SBR224 (x1) w/ Sungrow SH5.0RT inverter | 22.4 |  |  | Sungrow | SBR224 | 7 | Sungrow | SH5.0RT | Sungrow | 2024-12-16
2021-07-01 | HBS3002 | Sungrow SBR256 (x1) w/ Sungrow SH5.0RT inverter | 25.6 |  |  | Sungrow | SBR256 | 8 | Sungrow | SH5.0RT | Sungrow | 2024-12-16
2021-07-01 | HBS3009 | Sungrow SBR096 (x1) w/ Sungrow SH10RT inverter | 9.6 |  |  | Sungrow | SBR096 | 3 | Sungrow | SH10RT | Sungrow | 2024-12-16
2021-07-01 | HBS3010 | Sungrow SBR128 (x1) w/ Sungrow SH10RT inverter | 12.8 |  |  | Sungrow | SBR128 | 4 | Sungrow | SH10RT | Sungrow | 2024-12-16
2021-07-01 | HBS3011 | Sungrow SBR160 (x1) w/ Sungrow SH10RT inverter | 16.8 |  |  | Sungrow | SBR160 | 5 | Sungrow | SH10RT | Sungrow | 2024-12-16
2021-07-01 | HBS3012 | Sungrow SBR192 (x1) w/ Sungrow SH10RT inverter | 19.2 |  |  | Sungrow | SBR192 | 6 | Sungrow | SH10RT | Sungrow | 2024-12-16
2021-07-01 | HBS3013 | Sungrow SBR224 (x1) w/ Sungrow SH10RT inverter | 22.4 |  |  | Sungrow | SBR224 | 7 | Sungrow | SH10RT | Sungrow | 2024-12-16
2021-07-01 | HBS3014 | Sungrow SBR256 (x1) w/ Sungrow SH10RT inverter | 25.6 |  |  | Sungrow | SBR256 | 8 | Sungrow | SH10RT | Sungrow | 2024-12-16
2021-07-07 | HBS2613 | BYD LVS 8.0 (x1) w/ Sungrow SH5K-30 inverter, Mondo 'smart controller' | 8 |  |  | BYD | LVS 8.0 | 1 | Sungrow | SH5K-30 | BYD | 2024-12-29
2021-07-07 | HBS2614 | BYD LVS 12.0 (x1) w/ Sungrow SH5K-30 inverter, Mondo 'smart controller' | 12 |  |  | BYD | LVS 12.0 | 1 | Sungrow | SH5K-30 | BYD | 2024-12-29
2021-07-07 | HBS2615 | BYD LVS 16.0 (x1) w/ Sungrow SH5K-30 inverter, Mondo 'smart controller' | 16 |  |  | BYD | LVS 16.0 | 1 | Sungrow | SH5K-30 | BYD | 2024-12-29
2021-07-07 | HBS2616 | BYD LVS 20.0 (x1) w/ Sungrow SH5K-30 inverter, Mondo 'smart controller' | 20 |  |  | BYD | LVS 20.0 | 1 | Sungrow | SH5K-30 | BYD | 2024-12-29
2021-07-07 | HBS2617 | BYD LVS 24.0 (x1) w/ Sungrow SH5K-30 inverter, Mondo 'smart controller' | 24 |  |  | BYD | LVS 24.0 | 1 | Sungrow | SH5K-30 | BYD | 2024-12-29
2021-07-07 | HBS2619 | Sungrow SBP4K8 (x2) w/ Sungrow SH5K-30 inverter, Mondo 'smart controller' | 9.2 |  |  | Sungrow | SBP4K8 | 2 | Sungrow | SH5K-30 | Sungrow | 2024-12-29
2021-07-07 | HBS2620 | Sungrow SBP4K8 (x3) w/ Sungrow SH5K-30 inverter, Mondo 'smart controller' | 13.8 |  |  | Sungrow | SBP4K8 | 3 | Sungrow | SH5K-30 | Sungrow | 2024-12-29
2021-07-07 | HBS2640 | BYD Battery-Box Premium LVL 15.4 (x1) w/ Selectronic SPMC480-AU inverter, Mondo 'smart controller' | 15.4 |  |  | BYD | Battery-Box Premium LVL 15.4 | 1 | Selectronic | SPMC480-AU | BYD | 2025-04-08
2021-07-07 | HBS2641 | BYD Battery-Box Premium LVL 15.4 (x1) w/ Selectronic SPMC481-AU inverter, Mondo 'smart controller' | 15.4 |  |  | BYD | Battery-Box Premium LVL 15.4 | 1 | Selectronic | SPMC481-AU | BYD | 2025-04-08
2021-07-07 | HBS2642 | BYD Battery-Box Premium LVL 15.4 (x1) w/ Selectronic SPMC482-AU inverter, Mondo 'smart controller' | 15.4 |  |  | BYD | Battery-Box Premium LVL 15.4 | 1 | Selectronic | SPMC482-AU | BYD | 2025-04-08
2021-07-07 | HBS2644 | BYD LVS 8.0 (x1) w/ Selectronic SPMC480-AU inverter, Mondo 'smart controller' | 8 |  |  | BYD | LVS 8.0 | 1 | Selectronic | SPMC480-AU | BYD | 2025-04-08
2021-07-07 | HBS2645 | BYD LVS 12.0 (x1) w/ Selectronic SPMC480-AU inverter, Mondo 'smart controller' | 12 |  |  | BYD | LVS 12.0 | 1 | Selectronic | SPMC480-AU | BYD | 2025-04-08
2021-07-07 | HBS2646 | BYD LVS 16.0 (x1) w/ Selectronic SPMC480-AU inverter, Mondo 'smart controller' | 16 |  |  | BYD | LVS 16.0 | 1 | Selectronic | SPMC480-AU | BYD | 2025-04-08
2021-07-07 | HBS2647 | BYD LVS 20.0 (x1) w/ Selectronic SPMC480-AU inverter, Mondo 'smart controller' | 20 |  |  | BYD | LVS 20.0 | 1 | Selectronic | SPMC480-AU | BYD | 2025-04-08
2021-07-07 | HBS2648 | BYD LVS 24.0 (x1) w/ Selectronic SPMC480-AU inverter, Mondo 'smart controller' | 24 |  |  | BYD | LVS 24.0 | 1 | Selectronic | SPMC480-AU | BYD | 2025-04-08
2021-07-07 | HBS2650 | BYD LVS 8.0 (x1) w/ Selectronic SPMC481-AU inverter, Mondo 'smart controller' | 8 |  |  | BYD | LVS 8.0 | 1 | Selectronic | SPMC481-AU | BYD | 2025-04-08
2021-07-07 | HBS2651 | BYD LVS 12.0 (x1) w/ Selectronic SPMC481-AU inverter, Mondo 'smart controller' | 12 |  |  | BYD | LVS 12.0 | 1 | Selectronic | SPMC481-AU | BYD | 2025-04-08
2021-07-07 | HBS2652 | BYD LVS 16.0 (x1) w/ Selectronic SPMC481-AU inverter, Mondo 'smart controller' | 16 |  |  | BYD | LVS 16.0 | 1 | Selectronic | SPMC481-AU | BYD | 2025-04-08
2021-07-07 | HBS2653 | BYD LVS 20.0 (x1) w/ Selectronic SPMC481-AU inverter, Mondo 'smart controller' | 20 |  |  | BYD | LVS 20.0 | 1 | Selectronic | SPMC481-AU | BYD | 2025-04-08
2021-07-07 | HBS2654 | BYD LVS 24.0 (x1) w/ Selectronic SPMC481-AU inverter, Mondo 'smart controller' | 24 |  |  | BYD | LVS 24.0 | 1 | Selectronic | SPMC481-AU | BYD | 2025-04-08
2021-07-07 | HBS2656 | BYD LVS 8.0 (x1) w/ Selectronic SPMC482-AU inverter, Mondo 'smart controller' | 8 |  |  | BYD | LVS 8.0 | 1 | Selectronic | SPMC482-AU | BYD | 2025-04-08
2021-07-07 | HBS2657 | BYD LVS 12.0 (x1) w/ Selectronic SPMC482-AU inverter, Mondo 'smart controller' | 12 |  |  | BYD | LVS 12.0 | 1 | Selectronic | SPMC482-AU | BYD | 2025-04-08
2021-07-07 | HBS2658 | BYD LVS 16.0 (x1) w/ Selectronic SPMC482-AU inverter, Mondo 'smart controller' | 16 |  |  | BYD | LVS 16.0 | 1 | Selectronic | SPMC482-AU | BYD | 2025-04-08
2021-07-07 | HBS2659 | BYD LVS 20.0 (x1) w/ Selectronic SPMC482-AU inverter, Mondo 'smart controller' | 20 |  |  | BYD | LVS 20.0 | 1 | Selectronic | SPMC482-AU | BYD | 2025-04-08
2021-07-07 | HBS2660 | BYD LVS 24.0 (x1) w/ Selectronic SPMC482-AU inverter, Mondo 'smart controller' | 24 |  |  | BYD | LVS 24.0 | 1 | Selectronic | SPMC482-AU | BYD | 2025-04-08
2021-07-07 | HBS2666 | BYD Battery-Box L 7(Au) (x1) w/ Selectronic SPMC481-AU inverter, Mondo 'smart controller' | 7 |  |  | BYD | Battery-Box L 7(Au) | 1 | Selectronic | SPMC481-AU | BYD | 2025-04-08
2021-07-07 | HBS2667 | BYD Battery-Box L 7(Au) (x1) w/ Selectronic SPMC482-AU inverter, Mondo 'smart controller' | 7 |  |  | BYD | Battery-Box L 7(Au) | 1 | Selectronic | SPMC482-AU | BYD | 2025-04-08
2021-07-07 | HBS2668 | BYD Battery-Box L 10.5(Au) (x1) w/ Selectronic SPMC481-AU inverter, Mondo 'smart controller' | 10.5 |  |  | BYD | Battery-Box L 10.5(Au) | 1 | Selectronic | SPMC481-AU | BYD | 2025-04-08
2021-07-07 | HBS2669 | BYD Battery-Box L 10.5(Au) (x1) w/ Selectronic SPMC482-AU inverter, Mondo 'smart controller' | 10.5 |  |  | BYD | Battery-Box L 10.5(Au) | 1 | Selectronic | SPMC482-AU | BYD | 2025-04-08
2021-07-07 | HBS2670 | BYD Battery-Box L 14(Au) (x1) w/ Selectronic SPMC481-AU inverter, Mondo 'smart controller' | 14 |  |  | BYD | Battery-Box L 14(Au) | 1 | Selectronic | SPMC481-AU | BYD | 2025-04-08
2021-07-07 | HBS2671 | BYD Battery-Box L 14(Au) (x1) w/ Selectronic SPMC482-AU inverter, Mondo 'smart controller' | 14 |  |  | BYD | Battery-Box L 14(Au) | 1 | Selectronic | SPMC482-AU | BYD | 2025-04-08
2021-07-07 | HBS2735 | BYD HVS 12.8 (x1) w/ Fronius Symo GEN24 6.0 Plus inverter, Mondo 'smart controller' | 12.8 |  |  | BYD | HVS 12.8 | 1 | Fronius | Symo GEN24 6.0 Plus | BYD | 2024-12-03
2021-07-07 | HBS2736 | BYD HVS 7.7 (x1) w/ Fronius Symo GEN24 6.0 Plus inverter, Mondo 'smart controller' | 7.7 |  |  | BYD | HVS 7.7 | 1 | Fronius | Symo GEN24 6.0 Plus | BYD | 2024-12-03
2021-07-07 | HBS2737 | BYD HVS 10.2 (x1) w/ Fronius Symo GEN24 6.0 Plus inverter, Mondo 'smart controller' | 10.2 |  |  | BYD | HVS 10.2 | 1 | Fronius | Symo GEN24 6.0 Plus | BYD | 2024-12-03
2021-07-07 | HBS2738 | BYD HVS 12.8 (x2) w/ Fronius Symo GEN24 6.0 Plus inverter, Mondo 'smart controller' | 25.6 |  |  | BYD | HVS 12.8 | 2 | Fronius | Symo GEN24 6.0 Plus | BYD | 2024-12-03
2021-07-07 | HBS2739 | BYD HVS 7.7 (x2) w/ Fronius Symo GEN24 6.0 Plus inverter, Mondo 'smart controller' | 15.4 |  |  | BYD | HVS 7.7 | 2 | Fronius | Symo GEN24 6.0 Plus | BYD | 2024-12-03
2021-07-07 | HBS2740 | BYD HVS 10.2 (x2) w/ Fronius Symo GEN24 6.0 Plus inverter, Mondo 'smart controller' | 20.4 |  |  | BYD | HVS 10.2 | 2 | Fronius | Symo GEN24 6.0 Plus | BYD | 2024-12-03
2021-07-07 | HBS2741 | BYD HVS 12.8 (x3) w/ Fronius Symo GEN24 6.0 Plus inverter, Mondo 'smart controller' | 38.4 |  |  | BYD | HVS 12.8 | 3 | Fronius | Symo GEN24 6.0 Plus | BYD | 2024-12-03
2021-07-07 | HBS2742 | BYD HVS 7.7 (x3) w/ Fronius Symo GEN24 6.0 Plus inverter, Mondo 'smart controller' | 23.1 |  |  | BYD | HVS 7.7 | 3 | Fronius | Symo GEN24 6.0 Plus | BYD | 2024-12-03
2021-07-07 | HBS2743 | BYD HVS 10.2 (x3) w/ Fronius Symo GEN24 6.0 Plus inverter, Mondo 'smart controller' | 30.6 |  |  | BYD | HVS 10.2 | 3 | Fronius | Symo GEN24 6.0 Plus | BYD | 2024-12-03
2021-07-07 | HBS2744 | BYD HVM 11.0 (x1) w/ Fronius Symo GEN24 6.0 Plus inverter, Mondo 'smart controller' | 11 |  |  | BYD | HVM 11.0 | 1 | Fronius | Symo GEN24 6.0 Plus | BYD | 2024-12-03
2021-07-07 | HBS2745 | BYD HVM 13.8 (x1) w/ Fronius Symo GEN24 6.0 Plus inverter, Mondo 'smart controller' | 13.8 |  |  | BYD | HVM 13.8 | 1 | Fronius | Symo GEN24 6.0 Plus | BYD | 2024-12-03
2021-07-07 | HBS2746 | BYD HVM 16.6 (x1) w/ Fronius Symo GEN24 6.0 Plus inverter, Mondo 'smart controller' | 16.6 |  |  | BYD | HVM 16.6 | 1 | Fronius | Symo GEN24 6.0 Plus | BYD | 2024-12-03
2021-07-07 | HBS2747 | BYD HVM 19.3 (x1) w/ Fronius Symo GEN24 6.0 Plus inverter, Mondo 'smart controller' | 19.3 |  |  | BYD | HVM 19.3 | 1 | Fronius | Symo GEN24 6.0 Plus | BYD | 2024-12-03
2021-07-07 | HBS2748 | BYD HVM 22.1 (x1) w/ Fronius Symo GEN24 6.0 Plus inverter, Mondo 'smart controller' | 22.1 |  |  | BYD | HVM 22.1 | 1 | Fronius | Symo GEN24 6.0 Plus | BYD | 2024-12-03
2021-07-07 | HBS2749 | BYD HVM 11.0 (x2) w/ Fronius Symo GEN24 6.0 Plus inverter, Mondo 'smart controller' | 22 |  |  | BYD | HVM 11.0 | 2 | Fronius | Symo GEN24 6.0 Plus | BYD | 2024-12-03
2021-07-07 | HBS2750 | BYD HVM 13.8 (x2) w/ Fronius Symo GEN24 6.0 Plus inverter, Mondo 'smart controller' | 27.6 |  |  | BYD | HVM 13.8 | 2 | Fronius | Symo GEN24 6.0 Plus | BYD | 2024-12-03
2021-07-07 | HBS2751 | BYD HVM 16.6 (x2) w/ Fronius Symo GEN24 6.0 Plus inverter, Mondo 'smart controller' | 33.2 |  |  | BYD | HVM 16.6 | 2 | Fronius | Symo GEN24 6.0 Plus | BYD | 2024-12-03
2021-07-07 | HBS2752 | BYD HVM 19.3 (x2) w/ Fronius Symo GEN24 6.0 Plus inverter, Mondo 'smart controller' | 38.6 |  |  | BYD | HVM 19.3 | 2 | Fronius | Symo GEN24 6.0 Plus | BYD | 2024-12-03
2021-07-07 | HBS2753 | BYD HVM 22.1 (x2) w/ Fronius Symo GEN24 6.0 Plus inverter, Mondo 'smart controller' | 44.2 |  |  | BYD | HVM 22.1 | 2 | Fronius | Symo GEN24 6.0 Plus | BYD | 2024-12-03
2021-07-07 | HBS2754 | BYD HVM 11.0 (x3) w/ Fronius Symo GEN24 6.0 Plus inverter, Mondo 'smart controller' | 33 |  |  | BYD | HVM 11.0 | 3 | Fronius | Symo GEN24 6.0 Plus | BYD | 2024-12-03
2021-07-07 | HBS2755 | BYD HVM 13.8 (x3) w/ Fronius Symo GEN24 6.0 Plus inverter, Mondo 'smart controller' | 41.4 |  |  | BYD | HVM 13.8 | 3 | Fronius | Symo GEN24 6.0 Plus | BYD | 2024-12-03
2021-07-07 | HBS2756 | BYD HVM 16.6 (x3) w/ Fronius Symo GEN24 6.0 Plus inverter, Mondo 'smart controller' | 49.8 |  |  | BYD | HVM 16.6 | 3 | Fronius | Symo GEN24 6.0 Plus | BYD | 2024-12-03
2021-07-07 | HBS2757 | BYD HVM 19.3 (x3) w/ Fronius Symo GEN24 6.0 Plus inverter, Mondo 'smart controller' | 57.9 |  |  | BYD | HVM 19.3 | 3 | Fronius | Symo GEN24 6.0 Plus | BYD | 2024-12-03
2021-07-07 | HBS2758 | BYD HVS 12.8 (x1) w/ Fronius Symo GEN24 8.0 Plus inverter, Mondo 'smart controller' | 12.8 |  |  | BYD | HVS 12.8 | 1 | Fronius | Symo GEN24 8.0 Plus | BYD | 2024-12-03
2021-07-07 | HBS2759 | BYD HVS 7.7 (x1) w/ Fronius Symo GEN24 8.0 Plus inverter, Mondo 'smart controller' | 7.7 |  |  | BYD | HVS 7.7 | 1 | Fronius | Symo GEN24 8.0 Plus | BYD | 2024-12-03
2021-07-07 | HBS2760 | BYD HVS 10.2 (x1) w/ Fronius Symo GEN24 8.0 Plus inverter, Mondo 'smart controller' | 10.2 |  |  | BYD | HVS 10.2 | 1 | Fronius | Symo GEN24 8.0 Plus | BYD | 2024-12-03
2021-07-07 | HBS2761 | BYD HVS 12.8 (x2) w/ Fronius Symo GEN24 8.0 Plus inverter, Mondo 'smart controller' | 25.6 |  |  | BYD | HVS 12.8 | 2 | Fronius | Symo GEN24 8.0 Plus | BYD | 2024-12-03
2021-07-07 | HBS2762 | BYD HVS 7.7 (x2) w/ Fronius Symo GEN24 8.0 Plus inverter, Mondo 'smart controller' | 15.4 |  |  | BYD | HVS 7.7 | 2 | Fronius | Symo GEN24 8.0 Plus | BYD | 2024-12-03
2021-07-07 | HBS2763 | BYD HVS 10.2 (x2) w/ Fronius Symo GEN24 8.0 Plus inverter, Mondo 'smart controller' | 20.4 |  |  | BYD | HVS 10.2 | 2 | Fronius | Symo GEN24 8.0 Plus | BYD | 2024-12-03
2021-07-07 | HBS2764 | BYD HVS 12.8 (x3) w/ Fronius Symo GEN24 8.0 Plus inverter, Mondo 'smart controller' | 38.4 |  |  | BYD | HVS 12.8 | 3 | Fronius | Symo GEN24 8.0 Plus | BYD | 2024-12-03
2021-07-07 | HBS2765 | BYD HVS 7.7 (x3) w/ Fronius Symo GEN24 8.0 Plus inverter, Mondo 'smart controller' | 23.1 |  |  | BYD | HVS 7.7 | 3 | Fronius | Symo GEN24 8.0 Plus | BYD | 2024-12-03
2021-07-07 | HBS2766 | BYD HVS 10.2 (x3) w/ Fronius Symo GEN24 8.0 Plus inverter, Mondo 'smart controller' | 30.6 |  |  | BYD | HVS 10.2 | 3 | Fronius | Symo GEN24 8.0 Plus | BYD | 2024-12-03
2021-07-07 | HBS2767 | BYD HVM 11.0 (x1) w/ Fronius Symo GEN24 8.0 Plus inverter, Mondo 'smart controller' | 11 |  |  | BYD | HVM 11.0 | 1 | Fronius | Symo GEN24 8.0 Plus | BYD | 2024-12-03
2021-07-07 | HBS2768 | BYD HVM 13.8 (x1) w/ Fronius Symo GEN24 8.0 Plus inverter, Mondo 'smart controller' | 13.8 |  |  | BYD | HVM 13.8 | 1 | Fronius | Symo GEN24 8.0 Plus | BYD | 2024-12-03
2021-07-07 | HBS2769 | BYD HVM 16.6 (x1) w/ Fronius Symo GEN24 8.0 Plus inverter, Mondo 'smart controller' | 16.6 |  |  | BYD | HVM 16.6 | 1 | Fronius | Symo GEN24 8.0 Plus | BYD | 2024-12-03
2021-07-07 | HBS2770 | BYD HVM 19.3 (x1) w/ Fronius Symo GEN24 8.0 Plus inverter, Mondo 'smart controller' | 19.3 |  |  | BYD | HVM 19.3 | 1 | Fronius | Symo GEN24 8.0 Plus | BYD | 2024-12-03
2021-07-07 | HBS2771 | BYD HVM 22.1 (x1) w/ Fronius Symo GEN24 8.0 Plus inverter, Mondo 'smart controller' | 22.1 |  |  | BYD | HVM 22.1 | 1 | Fronius | Symo GEN24 8.0 Plus | BYD | 2024-12-03
2021-07-07 | HBS2772 | BYD HVM 11.0 (x2) w/ Fronius Symo GEN24 8.0 Plus inverter, Mondo 'smart controller' | 22 |  |  | BYD | HVM 11.0 | 2 | Fronius | Symo GEN24 8.0 Plus | BYD | 2024-12-03
2021-07-07 | HBS2773 | BYD HVM 13.8 (x2) w/ Fronius Symo GEN24 8.0 Plus inverter, Mondo 'smart controller' | 27.6 |  |  | BYD | HVM 13.8 | 2 | Fronius | Symo GEN24 8.0 Plus | BYD | 2024-12-03
2021-07-07 | HBS2774 | BYD HVM 16.6 (x2) w/ Fronius Symo GEN24 8.0 Plus inverter, Mondo 'smart controller' | 33.2 |  |  | BYD | HVM 16.6 | 2 | Fronius | Symo GEN24 8.0 Plus | BYD | 2024-12-03
2021-07-07 | HBS2775 | BYD HVM 19.3 (x2) w/ Fronius Symo GEN24 8.0 Plus inverter, Mondo 'smart controller' | 38.6 |  |  | BYD | HVM 19.3 | 2 | Fronius | Symo GEN24 8.0 Plus | BYD | 2024-12-03
2021-07-07 | HBS2776 | BYD HVM 22.1 (x2) w/ Fronius Symo GEN24 8.0 Plus inverter, Mondo 'smart controller' | 44.2 |  |  | BYD | HVM 22.1 | 2 | Fronius | Symo GEN24 8.0 Plus | BYD | 2024-12-03
2021-07-07 | HBS2777 | BYD HVM 11.0 (x3) w/ Fronius Symo GEN24 8.0 Plus inverter, Mondo 'smart controller' | 33 |  |  | BYD | HVM 11.0 | 3 | Fronius | Symo GEN24 8.0 Plus | BYD | 2024-12-03
2021-07-07 | HBS2778 | BYD HVM 13.8 (x3) w/ Fronius Symo GEN24 8.0 Plus inverter, Mondo 'smart controller' | 41.4 |  |  | BYD | HVM 13.8 | 3 | Fronius | Symo GEN24 8.0 Plus | BYD | 2024-12-03
2021-07-07 | HBS2779 | BYD HVM 16.6 (x3) w/ Fronius Symo GEN24 8.0 Plus inverter, Mondo 'smart controller' | 49.8 |  |  | BYD | HVM 16.6 | 3 | Fronius | Symo GEN24 8.0 Plus | BYD | 2024-12-03
2021-07-07 | HBS2780 | BYD HVM 19.3 (x3) w/ Fronius Symo GEN24 8.0 Plus inverter, Mondo 'smart controller' | 57.9 |  |  | BYD | HVM 19.3 | 3 | Fronius | Symo GEN24 8.0 Plus | BYD | 2024-12-03
2021-07-07 | HBS2781 | BYD HVS 12.8 (x1) w/ Fronius Symo GEN24 10.0 Plus inverter, Mondo 'smart controller' | 12.8 |  |  | BYD | HVS 12.8 | 1 | Fronius | Symo GEN24 10.0 Plus | BYD | 2024-12-03
2021-07-07 | HBS2782 | BYD HVS 7.7 (x1) w/ Fronius Symo GEN24 10.0 Plus inverter, Mondo 'smart controller' | 7.7 |  |  | BYD | HVS 7.7 | 1 | Fronius | Symo GEN24 10.0 Plus | BYD | 2024-12-03
2021-07-07 | HBS2783 | BYD HVS 10.2 (x1) w/ Fronius Symo GEN24 10.0 Plus inverter, Mondo 'smart controller' | 10.2 |  |  | BYD | HVS 10.2 | 1 | Fronius | Symo GEN24 10.0 Plus | BYD | 2024-12-03
2021-07-07 | HBS2784 | BYD HVS 12.8 (x2) w/ Fronius Symo GEN24 10.0 Plus inverter, Mondo 'smart controller' | 25.6 |  |  | BYD | HVS 12.8 | 2 | Fronius | Symo GEN24 10.0 Plus | BYD | 2024-12-03
2021-07-07 | HBS2785 | BYD HVS 7.7 (x2) w/ Fronius Symo GEN24 10.0 Plus inverter, Mondo 'smart controller' | 15.4 |  |  | BYD | HVS 7.7 | 2 | Fronius | Symo GEN24 10.0 Plus | BYD | 2024-12-03
2021-07-07 | HBS2786 | BYD HVS 10.2 (x2) w/ Fronius Symo GEN24 10.0 Plus inverter, Mondo 'smart controller' | 20.4 |  |  | BYD | HVS 10.2 | 2 | Fronius | Symo GEN24 10.0 Plus | BYD | 2024-12-03
2021-07-07 | HBS2787 | BYD HVS 12.8 (x3) w/ Fronius Symo GEN24 10.0 Plus inverter, Mondo 'smart controller' | 38.4 |  |  | BYD | HVS 12.8 | 3 | Fronius | Symo GEN24 10.0 Plus | BYD | 2024-12-03
2021-07-07 | HBS2788 | BYD HVS 7.7 (x3) w/ Fronius Symo GEN24 10.0 Plus inverter, Mondo 'smart controller' | 23.1 |  |  | BYD | HVS 7.7 | 3 | Fronius | Symo GEN24 10.0 Plus | BYD | 2024-12-03
2021-07-07 | HBS2789 | BYD HVS 10.2 (x3) w/ Fronius Symo GEN24 10.0 Plus inverter, Mondo 'smart controller' | 30.6 |  |  | BYD | HVS 10.2 | 3 | Fronius | Symo GEN24 10.0 Plus | BYD | 2024-12-03
2021-07-07 | HBS2790 | BYD HVM 11.0 (x1) w/ Fronius Symo GEN24 10.0 Plus inverter, Mondo 'smart controller' | 11 |  |  | BYD | HVM 11.0 | 1 | Fronius | Symo GEN24 10.0 Plus | BYD | 2024-12-03
2021-07-07 | HBS2791 | BYD HVM 13.8 (x1) w/ Fronius Symo GEN24 10.0 Plus inverter, Mondo 'smart controller' | 13.8 |  |  | BYD | HVM 13.8 | 1 | Fronius | Symo GEN24 10.0 Plus | BYD | 2024-12-03
2021-07-07 | HBS2792 | BYD HVM 16.6 (x1) w/ Fronius Symo GEN24 10.0 Plus inverter, Mondo 'smart controller' | 16.6 |  |  | BYD | HVM 16.6 | 1 | Fronius | Symo GEN24 10.0 Plus | BYD | 2024-12-03
2021-07-07 | HBS2793 | BYD HVM 19.3 (x1) w/ Fronius Symo GEN24 10.0 Plus inverter, Mondo 'smart controller' | 19.3 |  |  | BYD | HVM 19.3 | 1 | Fronius | Symo GEN24 10.0 Plus | BYD | 2024-12-03
2021-07-07 | HBS2794 | BYD HVM 22.1 (x1) w/ Fronius Symo GEN24 10.0 Plus inverter, Mondo 'smart controller' | 22.1 |  |  | BYD | HVM 22.1 | 1 | Fronius | Symo GEN24 10.0 Plus | BYD | 2024-12-03
2021-07-07 | HBS2795 | BYD HVM 11.0 (x2) w/ Fronius Symo GEN24 10.0 Plus inverter, Mondo 'smart controller' | 22 |  |  | BYD | HVM 11.0 | 2 | Fronius | Symo GEN24 10.0 Plus | BYD | 2024-12-03
2021-07-07 | HBS2796 | BYD HVM 13.8 (x2) w/ Fronius Symo GEN24 10.0 Plus inverter, Mondo 'smart controller' | 27.6 |  |  | BYD | HVM 13.8 | 2 | Fronius | Symo GEN24 10.0 Plus | BYD | 2024-12-03
2021-07-07 | HBS2797 | BYD HVM 16.6 (x2) w/ Fronius Symo GEN24 10.0 Plus inverter, Mondo 'smart controller' | 33.2 |  |  | BYD | HVM 16.6 | 2 | Fronius | Symo GEN24 10.0 Plus | BYD | 2024-12-03
2021-07-07 | HBS2798 | BYD HVM 19.3 (x2) w/ Fronius Symo GEN24 10.0 Plus inverter, Mondo 'smart controller' | 38.6 |  |  | BYD | HVM 19.3 | 2 | Fronius | Symo GEN24 10.0 Plus | BYD | 2024-12-03
2021-07-07 | HBS2799 | BYD HVM 22.1 (x2) w/ Fronius Symo GEN24 10.0 Plus inverter, Mondo 'smart controller' | 44.2 |  |  | BYD | HVM 22.1 | 2 | Fronius | Symo GEN24 10.0 Plus | BYD | 2024-12-03
2021-07-07 | HBS2800 | BYD HVM 11.0 (x3) w/ Fronius Symo GEN24 10.0 Plus inverter, Mondo 'smart controller' | 33 |  |  | BYD | HVM 11.0 | 3 | Fronius | Symo GEN24 10.0 Plus | BYD | 2024-12-03
2021-07-07 | HBS2801 | BYD HVM 13.8 (x3) w/ Fronius Symo GEN24 10.0 Plus inverter, Mondo 'smart controller' | 41.4 |  |  | BYD | HVM 13.8 | 3 | Fronius | Symo GEN24 10.0 Plus | BYD | 2024-12-03
2021-07-07 | HBS2802 | BYD HVM 16.6 (x3) w/ Fronius Symo GEN24 10.0 Plus inverter, Mondo 'smart controller' | 49.8 |  |  | BYD | HVM 16.6 | 3 | Fronius | Symo GEN24 10.0 Plus | BYD | 2024-12-03
2021-07-07 | HBS2803 | BYD HVM 19.3 (x3) w/ Fronius Symo GEN24 10.0 Plus inverter, Mondo 'smart controller' | 57.9 |  |  | BYD | HVM 19.3 | 3 | Fronius | Symo GEN24 10.0 Plus | BYD | 2024-12-03
2021-07-07 | HBS2805 | BYD HVS 7.7 (x1) w/ Fronius Primo GEN24 3.0 Plus inverter, Mondo 'smart controller' | 7.7 |  |  | BYD | HVS 7.7 | 1 | Fronius | Primo GEN24 3.0 Plus | BYD | 2024-11-27
2021-07-07 | HBS2807 | BYD HVS 7.7 (x2) w/ Fronius Primo GEN24 3.0 Plus inverter, Mondo 'smart controller' | 15.4 |  |  | BYD | HVS 7.7 | 2 | Fronius | Primo GEN24 3.0 Plus | BYD | 2024-11-27
2021-07-07 | HBS2809 | BYD HVS 7.7 (x3) w/ Fronius Primo GEN24 3.0 Plus inverter, Mondo 'smart controller' | 23.1 |  |  | BYD | HVS 7.7 | 3 | Fronius | Primo GEN24 3.0 Plus | BYD | 2024-11-27
2021-07-07 | HBS2810 | BYD HVM 11.0 (x1) w/ Fronius Primo GEN24 3.0 Plus inverter, Mondo 'smart controller' | 11 |  |  | BYD | HVM 11.0 | 1 | Fronius | Primo GEN24 3.0 Plus | BYD | 2024-11-27
2021-07-07 | HBS2811 | BYD HVM 13.8 (x1) w/ Fronius Primo GEN24 3.0 Plus inverter, Mondo 'smart controller' | 13.8 |  |  | BYD | HVM 13.8 | 1 | Fronius | Primo GEN24 3.0 Plus | BYD | 2024-11-27
2021-07-07 | HBS2812 | BYD HVM 16.6 (x1) w/ Fronius Primo GEN24 3.0 Plus inverter, Mondo 'smart controller' | 16.6 |  |  | BYD | HVM 16.6 | 1 | Fronius | Primo GEN24 3.0 Plus | BYD | 2024-11-27
2021-07-07 | HBS2813 | BYD HVM 19.3 (x1) w/ Fronius Primo GEN24 3.0 Plus inverter, Mondo 'smart controller' | 19.3 |  |  | BYD | HVM 19.3 | 1 | Fronius | Primo GEN24 3.0 Plus | BYD | 2024-11-27
2021-07-07 | HBS2814 | BYD HVM 11.0 (x2) w/ Fronius Primo GEN24 3.0 Plus inverter, Mondo 'smart controller' | 22 |  |  | BYD | HVM 11.0 | 2 | Fronius | Primo GEN24 3.0 Plus | BYD | 2024-11-27
2021-07-07 | HBS2815 | BYD HVM 13.8 (x2) w/ Fronius Primo GEN24 3.0 Plus inverter, Mondo 'smart controller' | 27.6 |  |  | BYD | HVM 13.8 | 2 | Fronius | Primo GEN24 3.0 Plus | BYD | 2024-11-27
2021-07-07 | HBS2816 | BYD HVM 16.6 (x2) w/ Fronius Primo GEN24 3.0 Plus inverter, Mondo 'smart controller' | 33.2 |  |  | BYD | HVM 16.6 | 2 | Fronius | Primo GEN24 3.0 Plus | BYD | 2024-11-27
2021-07-07 | HBS2817 | BYD HVM 19.3 (x2) w/ Fronius Primo GEN24 3.0 Plus inverter, Mondo 'smart controller' | 38.6 |  |  | BYD | HVM 19.3 | 2 | Fronius | Primo GEN24 3.0 Plus | BYD | 2024-11-27
2021-07-07 | HBS2818 | BYD HVM 11.0 (x3) w/ Fronius Primo GEN24 3.0 Plus inverter, Mondo 'smart controller' | 33 |  |  | BYD | HVM 11.0 | 3 | Fronius | Primo GEN24 3.0 Plus | BYD | 2024-11-27
2021-07-07 | HBS2819 | BYD HVM 13.8 (x3) w/ Fronius Primo GEN24 3.0 Plus inverter, Mondo 'smart controller' | 41.4 |  |  | BYD | HVM 13.8 | 3 | Fronius | Primo GEN24 3.0 Plus | BYD | 2024-11-27
2021-07-07 | HBS2820 | BYD HVM 16.6 (x3) w/ Fronius Primo GEN24 3.0 Plus inverter, Mondo 'smart controller' | 49.8 |  |  | BYD | HVM 16.6 | 3 | Fronius | Primo GEN24 3.0 Plus | BYD | 2024-11-27
2021-07-07 | HBS2821 | BYD HVM 19.3 (x3) w/ Fronius Primo GEN24 3.0 Plus inverter, Mondo 'smart controller' | 57.9 |  |  | BYD | HVM 19.3 | 3 | Fronius | Primo GEN24 3.0 Plus | BYD | 2024-11-27
2021-07-07 | HBS2823 | BYD HVS 7.7 (x1) w/ Fronius Primo GEN24 3.6 Plus inverter, Mondo 'smart controller' | 7.7 |  |  | BYD | HVS 7.7 | 1 | Fronius | Primo GEN24 3.6 Plus | BYD | 2024-11-27
2021-07-07 | HBS2825 | BYD HVS 7.7 (x2) w/ Fronius Primo GEN24 3.6 Plus inverter, Mondo 'smart controller' | 15.4 |  |  | BYD | HVS 7.7 | 2 | Fronius | Primo GEN24 3.6 Plus | BYD | 2024-11-27
2021-07-07 | HBS2827 | BYD HVS 7.7 (x3) w/ Fronius Primo GEN24 3.6 Plus inverter, Mondo 'smart controller' | 23.1 |  |  | BYD | HVS 7.7 | 3 | Fronius | Primo GEN24 3.6 Plus | BYD | 2024-11-27
2021-07-07 | HBS2828 | BYD HVM 11.0 (x1) w/ Fronius Primo GEN24 3.6 Plus inverter, Mondo 'smart controller' | 11 |  |  | BYD | HVM 11.0 | 1 | Fronius | Primo GEN24 3.6 Plus | BYD | 2024-11-27
2021-07-07 | HBS2829 | BYD HVM 13.8 (x1) w/ Fronius Primo GEN24 3.6 Plus inverter, Mondo 'smart controller' | 13.8 |  |  | BYD | HVM 13.8 | 1 | Fronius | Primo GEN24 3.6 Plus | BYD | 2024-11-27
2021-07-07 | HBS2830 | BYD HVM 16.6 (x1) w/ Fronius Primo GEN24 3.6 Plus inverter, Mondo 'smart controller' | 16.6 |  |  | BYD | HVM 16.6 | 1 | Fronius | Primo GEN24 3.6 Plus | BYD | 2024-11-27
2021-07-07 | HBS2831 | BYD HVM 19.3 (x1) w/ Fronius Primo GEN24 3.6 Plus inverter, Mondo 'smart controller' | 19.3 |  |  | BYD | HVM 19.3 | 1 | Fronius | Primo GEN24 3.6 Plus | BYD | 2024-11-27
2021-07-07 | HBS2832 | BYD HVM 11.0 (x2) w/ Fronius Primo GEN24 3.6 Plus inverter, Mondo 'smart controller' | 22 |  |  | BYD | HVM 11.0 | 2 | Fronius | Primo GEN24 3.6 Plus | BYD | 2024-11-27
2021-07-07 | HBS2833 | BYD HVM 13.8 (x2) w/ Fronius Primo GEN24 3.6 Plus inverter, Mondo 'smart controller' | 27.6 |  |  | BYD | HVM 13.8 | 2 | Fronius | Primo GEN24 3.6 Plus | BYD | 2024-11-27
2021-07-07 | HBS2834 | BYD HVM 16.6 (x2) w/ Fronius Primo GEN24 3.6 Plus inverter, Mondo 'smart controller' | 33.2 |  |  | BYD | HVM 16.6 | 2 | Fronius | Primo GEN24 3.6 Plus | BYD | 2024-11-27
2021-07-07 | HBS2835 | BYD HVM 19.3 (x2) w/ Fronius Primo GEN24 3.6 Plus inverter, Mondo 'smart controller' | 38.6 |  |  | BYD | HVM 19.3 | 2 | Fronius | Primo GEN24 3.6 Plus | BYD | 2024-11-27
2021-07-07 | HBS2836 | BYD HVM 11.0 (x3) w/ Fronius Primo GEN24 3.6 Plus inverter, Mondo 'smart controller' | 33 |  |  | BYD | HVM 11.0 | 3 | Fronius | Primo GEN24 3.6 Plus | BYD | 2024-11-27
2021-07-07 | HBS2837 | BYD HVM 13.8 (x3) w/ Fronius Primo GEN24 3.6 Plus inverter, Mondo 'smart controller' | 41.4 |  |  | BYD | HVM 13.8 | 3 | Fronius | Primo GEN24 3.6 Plus | BYD | 2024-11-27
2021-07-07 | HBS2838 | BYD HVM 16.6 (x3) w/ Fronius Primo GEN24 3.6 Plus inverter, Mondo 'smart controller' | 49.8 |  |  | BYD | HVM 16.6 | 3 | Fronius | Primo GEN24 3.6 Plus | BYD | 2024-11-27
2021-07-07 | HBS2839 | BYD HVM 19.3 (x3) w/ Fronius Primo GEN24 3.6 Plus inverter, Mondo 'smart controller' | 57.9 |  |  | BYD | HVM 19.3 | 3 | Fronius | Primo GEN24 3.6 Plus | BYD | 2024-11-27
2021-07-07 | HBS2841 | BYD HVS 7.7 (x1) w/ Fronius Primo GEN24 4.0 Plus inverter, Mondo 'smart controller' | 7.7 |  |  | BYD | HVS 7.7 | 1 | Fronius | Primo GEN24 4.0 Plus | BYD | 2024-11-27
2021-07-07 | HBS2843 | BYD HVS 7.7 (x2) w/ Fronius Primo GEN24 4.0 Plus inverter, Mondo 'smart controller' | 15.4 |  |  | BYD | HVS 7.7 | 2 | Fronius | Primo GEN24 4.0 Plus | BYD | 2024-11-27
2021-07-07 | HBS2845 | BYD HVS 7.7 (x3) w/ Fronius Primo GEN24 4.0 Plus inverter, Mondo 'smart controller' | 23.1 |  |  | BYD | HVS 7.7 | 3 | Fronius | Primo GEN24 4.0 Plus | BYD | 2024-11-27
2021-07-07 | HBS2846 | BYD HVM 11.0 (x1) w/ Fronius Primo GEN24 4.0 Plus inverter, Mondo 'smart controller' | 11 |  |  | BYD | HVM 11.0 | 1 | Fronius | Primo GEN24 4.0 Plus | BYD | 2024-11-27
2021-07-07 | HBS2847 | BYD HVM 13.8 (x1) w/ Fronius Primo GEN24 4.0 Plus inverter, Mondo 'smart controller' | 13.8 |  |  | BYD | HVM 13.8 | 1 | Fronius | Primo GEN24 4.0 Plus | BYD | 2024-11-27
2021-07-07 | HBS2848 | BYD HVM 16.6 (x1) w/ Fronius Primo GEN24 4.0 Plus inverter, Mondo 'smart controller' | 16.6 |  |  | BYD | HVM 16.6 | 1 | Fronius | Primo GEN24 4.0 Plus | BYD | 2024-11-27
2021-07-07 | HBS2849 | BYD HVM 19.3 (x1) w/ Fronius Primo GEN24 4.0 Plus inverter, Mondo 'smart controller' | 19.3 |  |  | BYD | HVM 19.3 | 1 | Fronius | Primo GEN24 4.0 Plus | BYD | 2024-11-27
2021-07-07 | HBS2850 | BYD HVM 11.0 (x2) w/ Fronius Primo GEN24 4.0 Plus inverter, Mondo 'smart controller' | 22 |  |  | BYD | HVM 11.0 | 2 | Fronius | Primo GEN24 4.0 Plus | BYD | 2024-11-27
2021-07-07 | HBS2851 | BYD HVM 13.8 (x2) w/ Fronius Primo GEN24 4.0 Plus inverter, Mondo 'smart controller' | 27.6 |  |  | BYD | HVM 13.8 | 2 | Fronius | Primo GEN24 4.0 Plus | BYD | 2024-11-27
2021-07-07 | HBS2852 | BYD HVM 16.6 (x2) w/ Fronius Primo GEN24 4.0 Plus inverter, Mondo 'smart controller' | 33.2 |  |  | BYD | HVM 16.6 | 2 | Fronius | Primo GEN24 4.0 Plus | BYD | 2024-11-27
2021-07-07 | HBS2853 | BYD HVM 19.3 (x2) w/ Fronius Primo GEN24 4.0 Plus inverter, Mondo 'smart controller' | 38.6 |  |  | BYD | HVM 19.3 | 2 | Fronius | Primo GEN24 4.0 Plus | BYD | 2024-11-27
2021-07-07 | HBS2854 | BYD HVM 11.0 (x3) w/ Fronius Primo GEN24 4.0 Plus inverter, Mondo 'smart controller' | 33 |  |  | BYD | HVM 11.0 | 3 | Fronius | Primo GEN24 4.0 Plus | BYD | 2024-11-27
2021-07-07 | HBS2855 | BYD HVM 13.8 (x3) w/ Fronius Primo GEN24 4.0 Plus inverter, Mondo 'smart controller' | 41.4 |  |  | BYD | HVM 13.8 | 3 | Fronius | Primo GEN24 4.0 Plus | BYD | 2024-11-27
2021-07-07 | HBS2856 | BYD HVM 16.6 (x3) w/ Fronius Primo GEN24 4.0 Plus inverter, Mondo 'smart controller' | 49.8 |  |  | BYD | HVM 16.6 | 3 | Fronius | Primo GEN24 4.0 Plus | BYD | 2024-11-27
2021-07-07 | HBS2857 | BYD HVM 19.3 (x3) w/ Fronius Primo GEN24 4.0 Plus inverter, Mondo 'smart controller' | 57.9 |  |  | BYD | HVM 19.3 | 3 | Fronius | Primo GEN24 4.0 Plus | BYD | 2024-11-27
2021-07-07 | HBS2859 | BYD HVS 7.7 (x1) w/ Fronius Primo GEN24 4.6 Plus inverter, Mondo 'smart controller' | 7.7 |  |  | BYD | HVS 7.7 | 1 | Fronius | Primo GEN24 4.6 Plus | BYD | 2024-11-27
2021-07-07 | HBS2861 | BYD HVS 7.7 (x2) w/ Fronius Primo GEN24 4.6 Plus inverter, Mondo 'smart controller' | 15.4 |  |  | BYD | HVS 7.7 | 2 | Fronius | Primo GEN24 4.6 Plus | BYD | 2024-11-27
2021-07-07 | HBS2863 | BYD HVS 7.7 (x3) w/ Fronius Primo GEN24 4.6 Plus inverter, Mondo 'smart controller' | 23.1 |  |  | BYD | HVS 7.7 | 3 | Fronius | Primo GEN24 4.6 Plus | BYD | 2024-11-27
2021-07-07 | HBS2864 | BYD HVM 11.0 (x1) w/ Fronius Primo GEN24 4.6 Plus inverter, Mondo 'smart controller' | 11 |  |  | BYD | HVM 11.0 | 1 | Fronius | Primo GEN24 4.6 Plus | BYD | 2024-11-27
2021-07-07 | HBS2865 | BYD HVM 13.8 (x1) w/ Fronius Primo GEN24 4.6 Plus inverter, Mondo 'smart controller' | 13.8 |  |  | BYD | HVM 13.8 | 1 | Fronius | Primo GEN24 4.6 Plus | BYD | 2024-11-27
2021-07-07 | HBS2866 | BYD HVM 16.6 (x1) w/ Fronius Primo GEN24 4.6 Plus inverter, Mondo 'smart controller' | 16.6 |  |  | BYD | HVM 16.6 | 1 | Fronius | Primo GEN24 4.6 Plus | BYD | 2024-11-27
2021-07-07 | HBS2867 | BYD HVM 19.3 (x1) w/ Fronius Primo GEN24 4.6 Plus inverter, Mondo 'smart controller' | 19.3 |  |  | BYD | HVM 19.3 | 1 | Fronius | Primo GEN24 4.6 Plus | BYD | 2024-11-27
2021-07-07 | HBS2868 | BYD HVM 11.0 (x2) w/ Fronius Primo GEN24 4.6 Plus inverter, Mondo 'smart controller' | 22 |  |  | BYD | HVM 11.0 | 2 | Fronius | Primo GEN24 4.6 Plus | BYD | 2024-11-27
2021-07-07 | HBS2869 | BYD HVM 13.8 (x2) w/ Fronius Primo GEN24 4.6 Plus inverter, Mondo 'smart controller' | 27.6 |  |  | BYD | HVM 13.8 | 2 | Fronius | Primo GEN24 4.6 Plus | BYD | 2024-11-27
2021-07-07 | HBS2870 | BYD HVM 16.6 (x2) w/ Fronius Primo GEN24 4.6 Plus inverter, Mondo 'smart controller' | 33.2 |  |  | BYD | HVM 16.6 | 2 | Fronius | Primo GEN24 4.6 Plus | BYD | 2024-11-27
2021-07-07 | HBS2871 | BYD HVM 19.3 (x2) w/ Fronius Primo GEN24 4.6 Plus inverter, Mondo 'smart controller' | 38.6 |  |  | BYD | HVM 19.3 | 2 | Fronius | Primo GEN24 4.6 Plus | BYD | 2024-11-27
2021-07-07 | HBS2872 | BYD HVM 11.0 (x3) w/ Fronius Primo GEN24 4.6 Plus inverter, Mondo 'smart controller' | 33 |  |  | BYD | HVM 11.0 | 3 | Fronius | Primo GEN24 4.6 Plus | BYD | 2024-11-27
2021-07-07 | HBS2873 | BYD HVM 13.8 (x3) w/ Fronius Primo GEN24 4.6 Plus inverter, Mondo 'smart controller' | 41.4 |  |  | BYD | HVM 13.8 | 3 | Fronius | Primo GEN24 4.6 Plus | BYD | 2024-11-27
2021-07-07 | HBS2874 | BYD HVM 16.6 (x3) w/ Fronius Primo GEN24 4.6 Plus inverter, Mondo 'smart controller' | 49.8 |  |  | BYD | HVM 16.6 | 3 | Fronius | Primo GEN24 4.6 Plus | BYD | 2024-11-27
2021-07-07 | HBS2875 | BYD HVM 19.3 (x3) w/ Fronius Primo GEN24 4.6 Plus inverter, Mondo 'smart controller' | 57.9 |  |  | BYD | HVM 19.3 | 3 | Fronius | Primo GEN24 4.6 Plus | BYD | 2024-11-27
2021-07-07 | HBS2877 | BYD HVS 7.7 (x1) w/ Fronius Primo GEN24 5.0 Plus inverter, Mondo 'smart controller' | 7.7 |  |  | BYD | HVS 7.7 | 1 | Fronius | Primo GEN24 5.0 Plus | BYD | 2024-11-27
2021-07-07 | HBS2879 | BYD HVS 7.7 (x2) w/ Fronius Primo GEN24 5.0 Plus inverter, Mondo 'smart controller' | 15.4 |  |  | BYD | HVS 7.7 | 2 | Fronius | Primo GEN24 5.0 Plus | BYD | 2024-11-27
2021-07-07 | HBS2881 | BYD HVS 7.7 (x3) w/ Fronius Primo GEN24 5.0 Plus inverter, Mondo 'smart controller' | 23.1 |  |  | BYD | HVS 7.7 | 3 | Fronius | Primo GEN24 5.0 Plus | BYD | 2024-11-27
2021-07-07 | HBS2882 | BYD HVM 11.0 (x1) w/ Fronius Primo GEN24 5.0 Plus inverter, Mondo 'smart controller' | 11 |  |  | BYD | HVM 11.0 | 1 | Fronius | Primo GEN24 5.0 Plus | BYD | 2024-11-27
2021-07-07 | HBS2883 | BYD HVM 13.8 (x1) w/ Fronius Primo GEN24 5.0 Plus inverter, Mondo 'smart controller' | 13.8 |  |  | BYD | HVM 13.8 | 1 | Fronius | Primo GEN24 5.0 Plus | BYD | 2024-11-27
2021-07-07 | HBS2884 | BYD HVM 16.6 (x1) w/ Fronius Primo GEN24 5.0 Plus inverter, Mondo 'smart controller' | 16.6 |  |  | BYD | HVM 16.6 | 1 | Fronius | Primo GEN24 5.0 Plus | BYD | 2024-11-27
2021-07-07 | HBS2885 | BYD HVM 19.3 (x1) w/ Fronius Primo GEN24 5.0 Plus inverter, Mondo 'smart controller' | 19.3 |  |  | BYD | HVM 19.3 | 1 | Fronius | Primo GEN24 5.0 Plus | BYD | 2024-11-27
2021-07-07 | HBS2886 | BYD HVM 11.0 (x2) w/ Fronius Primo GEN24 5.0 Plus inverter, Mondo 'smart controller' | 22 |  |  | BYD | HVM 11.0 | 2 | Fronius | Primo GEN24 5.0 Plus | BYD | 2024-11-27
2021-07-07 | HBS2887 | BYD HVM 13.8 (x2) w/ Fronius Primo GEN24 5.0 Plus inverter, Mondo 'smart controller' | 27.6 |  |  | BYD | HVM 13.8 | 2 | Fronius | Primo GEN24 5.0 Plus | BYD | 2024-11-27
2021-07-07 | HBS2888 | BYD HVM 16.6 (x2) w/ Fronius Primo GEN24 5.0 Plus inverter, Mondo 'smart controller' | 33.2 |  |  | BYD | HVM 16.6 | 2 | Fronius | Primo GEN24 5.0 Plus | BYD | 2024-11-27
2021-07-07 | HBS2889 | BYD HVM 19.3 (x2) w/ Fronius Primo GEN24 5.0 Plus inverter, Mondo 'smart controller' | 38.6 |  |  | BYD | HVM 19.3 | 2 | Fronius | Primo GEN24 5.0 Plus | BYD | 2024-11-27
2021-07-07 | HBS2890 | BYD HVM 11.0 (x3) w/ Fronius Primo GEN24 5.0 Plus inverter, Mondo 'smart controller' | 33 |  |  | BYD | HVM 11.0 | 3 | Fronius | Primo GEN24 5.0 Plus | BYD | 2024-11-27
2021-07-07 | HBS2891 | BYD HVM 13.8 (x3) w/ Fronius Primo GEN24 5.0 Plus inverter, Mondo 'smart controller' | 41.4 |  |  | BYD | HVM 13.8 | 3 | Fronius | Primo GEN24 5.0 Plus | BYD | 2024-11-27
2021-07-07 | HBS2892 | BYD HVM 16.6 (x3) w/ Fronius Primo GEN24 5.0 Plus inverter, Mondo 'smart controller' | 49.8 |  |  | BYD | HVM 16.6 | 3 | Fronius | Primo GEN24 5.0 Plus | BYD | 2024-11-27
2021-07-07 | HBS2893 | BYD HVM 19.3 (x3) w/ Fronius Primo GEN24 5.0 Plus inverter, Mondo 'smart controller' | 57.9 |  |  | BYD | HVM 19.3 | 3 | Fronius | Primo GEN24 5.0 Plus | BYD | 2024-11-27
2021-07-07 | HBS2895 | BYD HVS 7.7 (x1) w/ Fronius Primo GEN24 6.0 Plus inverter, Mondo 'smart controller' | 7.7 |  |  | BYD | HVS 7.7 | 1 | Fronius | Primo GEN24 6.0 Plus | BYD | 2024-11-27
2021-07-07 | HBS2897 | BYD HVS 7.7 (x2) w/ Fronius Primo GEN24 6.0 Plus inverter, Mondo 'smart controller' | 15.4 |  |  | BYD | HVS 7.7 | 2 | Fronius | Primo GEN24 6.0 Plus | BYD | 2024-11-27
2021-07-07 | HBS2899 | BYD HVS 7.7 (x3) w/ Fronius Primo GEN24 6.0 Plus inverter, Mondo 'smart controller' | 23.1 |  |  | BYD | HVS 7.7 | 3 | Fronius | Primo GEN24 6.0 Plus | BYD | 2024-11-27
2021-07-07 | HBS2900 | BYD HVM 11.0 (x1) w/ Fronius Primo GEN24 6.0 Plus inverter, Mondo 'smart controller' | 11 |  |  | BYD | HVM 11.0 | 1 | Fronius | Primo GEN24 6.0 Plus | BYD | 2024-11-27
2021-07-07 | HBS2901 | BYD HVM 13.8 (x1) w/ Fronius Primo GEN24 6.0 Plus inverter, Mondo 'smart controller' | 13.8 |  |  | BYD | HVM 13.8 | 1 | Fronius | Primo GEN24 6.0 Plus | BYD | 2024-11-27
2021-07-07 | HBS2902 | BYD HVM 16.6 (x1) w/ Fronius Primo GEN24 6.0 Plus inverter, Mondo 'smart controller' | 16.6 |  |  | BYD | HVM 16.6 | 1 | Fronius | Primo GEN24 6.0 Plus | BYD | 2024-11-27
2021-07-07 | HBS2903 | BYD HVM 19.3 (x1) w/ Fronius Primo GEN24 6.0 Plus inverter, Mondo 'smart controller' | 19.3 |  |  | BYD | HVM 19.3 | 1 | Fronius | Primo GEN24 6.0 Plus | BYD | 2024-11-27
2021-07-07 | HBS2904 | BYD HVM 11.0 (x2) w/ Fronius Primo GEN24 6.0 Plus inverter, Mondo 'smart controller' | 22 |  |  | BYD | HVM 11.0 | 2 | Fronius | Primo GEN24 6.0 Plus | BYD | 2024-11-27
2021-07-07 | HBS2905 | BYD HVM 13.8 (x2) w/ Fronius Primo GEN24 6.0 Plus inverter, Mondo 'smart controller' | 27.6 |  |  | BYD | HVM 13.8 | 2 | Fronius | Primo GEN24 6.0 Plus | BYD | 2024-11-27
2021-07-07 | HBS2906 | BYD HVM 16.6 (x2) w/ Fronius Primo GEN24 6.0 Plus inverter, Mondo 'smart controller' | 33.2 |  |  | BYD | HVM 16.6 | 2 | Fronius | Primo GEN24 6.0 Plus | BYD | 2024-11-27
2021-07-07 | HBS2907 | BYD HVM 19.3 (x2) w/ Fronius Primo GEN24 6.0 Plus inverter, Mondo 'smart controller' | 38.6 |  |  | BYD | HVM 19.3 | 2 | Fronius | Primo GEN24 6.0 Plus | BYD | 2024-11-27
2021-07-07 | HBS2908 | BYD HVM 11.0 (x3) w/ Fronius Primo GEN24 6.0 Plus inverter, Mondo 'smart controller' | 33 |  |  | BYD | HVM 11.0 | 3 | Fronius | Primo GEN24 6.0 Plus | BYD | 2024-11-27
2021-07-07 | HBS2909 | BYD HVM 13.8 (x3) w/ Fronius Primo GEN24 6.0 Plus inverter, Mondo 'smart controller' | 41.4 |  |  | BYD | HVM 13.8 | 3 | Fronius | Primo GEN24 6.0 Plus | BYD | 2024-11-27
2021-07-07 | HBS2910 | BYD HVM 16.6 (x3) w/ Fronius Primo GEN24 6.0 Plus inverter, Mondo 'smart controller' | 49.8 |  |  | BYD | HVM 16.6 | 3 | Fronius | Primo GEN24 6.0 Plus | BYD | 2024-11-27
2021-07-07 | HBS2911 | BYD HVM 19.3 (x3) w/ Fronius Primo GEN24 6.0 Plus inverter, Mondo 'smart controller' | 57.9 |  |  | BYD | HVM 19.3 | 3 | Fronius | Primo GEN24 6.0 Plus | BYD | 2024-11-27
2021-07-07 | HBS2913 | BYD HVM 11.0 (x1) w/ Sungrow SH5.0RT inverter, Mondo 'smart controller' | 11 |  |  | BYD | HVM 11.0 | 1 | Sungrow | SH5.0RT | BYD | 2024-12-16
2021-07-07 | HBS2914 | BYD HVM 13.8 (x1) w/ Sungrow SH5.0RT inverter, Mondo 'smart controller' | 13.8 |  |  | BYD | HVM 13.8 | 1 | Sungrow | SH5.0RT | BYD | 2024-12-16
2021-07-07 | HBS2915 | BYD HVM 16.6 (x1) w/ Sungrow SH5.0RT inverter, Mondo 'smart controller' | 16.6 |  |  | BYD | HVM 16.6 | 1 | Sungrow | SH5.0RT | BYD | 2024-12-16
2021-07-07 | HBS2916 | BYD HVM 19.3 (x1) w/ Sungrow SH5.0RT inverter, Mondo 'smart controller' | 19.3 |  |  | BYD | HVM 19.3 | 1 | Sungrow | SH5.0RT | BYD | 2024-12-16
2021-07-07 | HBS2917 | BYD HVM 22.1 (x1) w/ Sungrow SH5.0RT inverter, Mondo 'smart controller' | 22.1 |  |  | BYD | HVM 22.1 | 1 | Sungrow | SH5.0RT | BYD | 2024-12-16
2021-07-07 | HBS2918 | BYD HVM 11.0 (x2) w/ Sungrow SH5.0RT inverter, Mondo 'smart controller' | 22 |  |  | BYD | HVM 11.0 | 2 | Sungrow | SH5.0RT | BYD | 2024-12-16
2021-07-07 | HBS2919 | BYD HVM 13.8 (x2) w/ Sungrow SH5.0RT inverter, Mondo 'smart controller' | 27.6 |  |  | BYD | HVM 13.8 | 2 | Sungrow | SH5.0RT | BYD | 2024-12-16
2021-07-07 | HBS2920 | BYD HVM 16.6 (x2) w/ Sungrow SH5.0RT inverter, Mondo 'smart controller' | 33.2 |  |  | BYD | HVM 16.6 | 2 | Sungrow | SH5.0RT | BYD | 2024-12-16
2021-07-07 | HBS2921 | BYD HVM 19.3 (x2) w/ Sungrow SH5.0RT inverter, Mondo 'smart controller' | 38.6 |  |  | BYD | HVM 19.3 | 2 | Sungrow | SH5.0RT | BYD | 2024-12-16
2021-07-07 | HBS2922 | BYD HVM 22.1 (x2) w/ Sungrow SH5.0RT inverter, Mondo 'smart controller' | 44.2 |  |  | BYD | HVM 22.1 | 2 | Sungrow | SH5.0RT | BYD | 2024-12-16
2021-07-07 | HBS2923 | BYD HVM 11.0 (x1) w/ Sungrow SH10RT inverter, Mondo 'smart controller' | 11 |  |  | BYD | HVM 11.0 | 1 | Sungrow | SH10RT | BYD | 2024-12-16
2021-07-07 | HBS2924 | BYD HVM 13.8 (x1) w/ Sungrow SH10RT inverter, Mondo 'smart controller' | 13.8 |  |  | BYD | HVM 13.8 | 1 | Sungrow | SH10RT | BYD | 2024-12-16
2021-07-07 | HBS2925 | BYD HVM 16.6 (x1) w/ Sungrow SH10RT inverter, Mondo 'smart controller' | 16.6 |  |  | BYD | HVM 16.6 | 1 | Sungrow | SH10RT | BYD | 2024-12-16
2021-07-07 | HBS2926 | BYD HVM 19.3 (x1) w/ Sungrow SH10RT inverter, Mondo 'smart controller' | 19.3 |  |  | BYD | HVM 19.3 | 1 | Sungrow | SH10RT | BYD | 2024-12-16
2021-07-07 | HBS2927 | BYD HVM 22.1 (x1) w/ Sungrow SH10RT inverter, Mondo 'smart controller' | 22.1 |  |  | BYD | HVM 22.1 | 1 | Sungrow | SH10RT | BYD | 2024-12-16
2021-07-07 | HBS2928 | BYD HVM 11.0 (x2) w/ Sungrow SH10RT inverter, Mondo 'smart controller' | 22 |  |  | BYD | HVM 11.0 | 2 | Sungrow | SH10RT | BYD | 2024-12-16
2021-07-07 | HBS2929 | BYD HVM 13.8 (x2) w/ Sungrow SH10RT inverter, Mondo 'smart controller' | 27.6 |  |  | BYD | HVM 13.8 | 2 | Sungrow | SH10RT | BYD | 2024-12-16
2021-07-07 | HBS2930 | BYD HVM 16.6 (x2) w/ Sungrow SH10RT inverter, Mondo 'smart controller' | 33.2 |  |  | BYD | HVM 16.6 | 2 | Sungrow | SH10RT | BYD | 2024-12-16
2021-07-07 | HBS2931 | BYD HVM 19.3 (x2) w/ Sungrow SH10RT inverter, Mondo 'smart controller' | 38.6 |  |  | BYD | HVM 19.3 | 2 | Sungrow | SH10RT | BYD | 2024-12-16
2021-07-07 | HBS2932 | BYD HVM 22.1 (x2) w/ Sungrow SH10RT inverter, Mondo 'smart controller' | 44.2 |  |  | BYD | HVM 22.1 | 2 | Sungrow | SH10RT | BYD | 2024-12-16
2021-07-09 | HBS2553 | SolaX AEON T-Bat H 5.8 (x2) w/ SolaX X1-Hybrid-3.0-N-I inverter, Droplet | 11.6 |  |  | SolaX | T-Bat H 5.8 | 2 | SolaX | X1-Hybrid-3.0-N-I | SolaX | 2025-03-03
2021-07-09 | HBS2554 | SolaX AEON T-Bat H 5.8 (x2) w/ SolaX X1-Hybrid-3.7-N-I inverter, Droplet | 11.6 |  |  | SolaX | T-Bat H 5.8 | 2 | SolaX | X1-Hybrid-3.7-N-I | SolaX | 2025-03-03
2021-07-09 | HBS2556 | SolaX AEON T-Bat H 5.8 (x2) w/ SolaX X1-Hybrid-5.0-N-I inverter, Droplet | 11.6 |  |  | SolaX | T-Bat H 5.8 | 2 | SolaX | X1-Hybrid-5.0-N-I | SolaX | 2025-03-03
2021-07-09 | HBS2561 | SolaX AEON T-Bat H 5.8 (x3) w/ SolaX X1-Hybrid-3.0-N-I inverter, Droplet | 17.4 |  |  | SolaX | T-Bat H 5.8 | 3 | SolaX | X1-Hybrid-3.0-N-I | SolaX | 2025-03-03
2021-07-09 | HBS2562 | SolaX AEON T-Bat H 5.8 (x3) w/ SolaX X1-Hybrid-3.7-N-I inverter, Droplet | 17.4 |  |  | SolaX | T-Bat H 5.8 | 3 | SolaX | X1-Hybrid-3.7-N-I | SolaX | 2025-03-03
2021-07-09 | HBS2564 | SolaX AEON T-Bat H 5.8 (x3) w/ SolaX X1-Hybrid-5.0-N-I inverter, Droplet | 17.4 |  |  | SolaX | T-Bat H 5.8 | 3 | SolaX | X1-Hybrid-5.0-N-I | SolaX | 2025-03-03
2021-07-23 | HBS3046 | Koyoe KY-96V105AH (x1) w/ Koyoe KY-1Hybrid-5k0-H-A inverter, 'smart controller' | 9 |  |  | Koyoe | KY-96V105AH | 1 | Koyoe | KY-1Hybrid-5k0-H-A | Koyoe | 2025-07-04
2021-07-23 | HBS3047 | Koyoe KY-192V105AH (x1) w/ Koyoe KY-1Hybrid-5k0-H-A inverter, 'smart controller' | 18 |  |  | Koyoe | KY-192V105AH | 1 | Koyoe | KY-1Hybrid-5k0-H-A | Koyoe | 2025-07-04
2021-07-23 | HBS3048 | Koyoe KY-96V105AH (x1) w/ Koyoe KY-1Hybrid-5k0-H-A inverter, 'smart controller' | 9 |  |  | Koyoe | KY-96V105AH | 1 | Koyoe | KY-1Hybrid-5k0-H-A | Koyoe | 2025-07-04
2021-07-23 | HBS3049 | Koyoe KY-192V105AH (x1) w/ Koyoe KY-1Hybrid-5k0-H-A inverter, 'smart controller' | 18 |  |  | Koyoe | KY-192V105AH | 1 | Koyoe | KY-1Hybrid-5k0-H-A | Koyoe | 2025-07-04
2021-08-20 | HBS3051 | GoodWe LX U5.4-L (x2) w/ GW5048D-ES inverter | 9.6 |  |  | GoodWe | LX U5.4-L | 2 | GoodWe | GW5048D-ES | GoodWe | 2026-06-16
2021-08-20 | HBS3052 | GoodWe LX U5.4-L (x3) w/ GW5048D-ES inverter | 14.4 |  |  | GoodWe | LX U5.4-L | 3 | GoodWe | GW5048D-ES | GoodWe | 2026-06-16
2021-08-20 | HBS3053 | GoodWe LX U5.4-L (x4) w/ GW5048D-ES inverter | 19.2 |  |  | GoodWe | LX U5.4-L | 4 | GoodWe | GW5048D-ES | GoodWe | 2026-06-16
2021-08-20 | HBS3054 | GoodWe LX U5.4-L (x5) w/ GW5048D-ES inverter | 24 |  |  | GoodWe | LX U5.4-L | 5 | GoodWe | GW5048D-ES | GoodWe | 2026-06-16
2021-08-20 | HBS3055 | GoodWe LX U5.4-L (x6) w/ GW5048D-ES inverter, | 28.8 |  |  | GoodWe | LX U5.4-L | 6 | GoodWe | GW5048D-ES | GoodWe | 2026-06-16
2021-08-20 | HBS3069 | GoodWe LX U5.4-L (x2) w/ GW5000S-BP inverter | 9.6 |  |  | GoodWe | LX U5.4-L | 2 | GoodWe | GW5000S-BP | GoodWe | 2025-03-02
2021-08-20 | HBS3070 | GoodWe LX U5.4-L (x3) w/ GW5000S-BP inverter | 14.4 |  |  | GoodWe | LX U5.4-L | 3 | GoodWe | GW5000S-BP | GoodWe | 2025-03-02
2021-08-20 | HBS3071 | GoodWe LX U5.4-L (x4) w/ GW5000S-BP inverter | 19.2 |  |  | GoodWe | LX U5.4-L | 4 | GoodWe | GW5000S-BP | GoodWe | 2025-03-02
2021-08-20 | HBS3072 | GoodWe LX U5.4-L (x5) w/ GW5000S-BP inverter | 24 |  |  | GoodWe | LX U5.4-L | 5 | GoodWe | GW5000S-BP | GoodWe | 2025-03-02
2021-08-20 | HBS3073 | GoodWe LX U5.4-L (x6) w/ GW5000S-BP inverter | 28.8 |  |  | GoodWe | LX U5.4-L | 6 | GoodWe | GW5000S-BP | GoodWe | 2025-03-02
2021-08-20 | HBS3076 | SYL GBL5.8K3 (x2) w/ GoodWe GW3648D-ES inverter | 10.6 |  |  | SYL | GBL5.8K3 | 2 | GoodWe | GW3648D-ES | SYL | 2026-06-16
2021-08-20 | HBS3077 | SYL GBL5.8K3 (x2) w/ GoodWe GW5048D-ES inverter | 10.6 |  |  | SYL | GBL5.8K3 | 2 | GoodWe | GW5048D-ES | SYL | 2026-06-16
2021-08-20 | HBS3081 | SYL GBL5.8K3 (x2) w/ GoodWe GW3600S-BP inverter | 10.6 |  |  | SYL | GBL5.8K3 | 2 | GoodWe | GW3600S-BP | SYL | 2025-03-02
2021-08-20 | HBS3082 | SYL GBL5.8K3 (x2) w/ GoodWe GW5000S-BP inverter | 10.6 |  |  | SYL | GBL5.8K3 | 2 | GoodWe | GW5000S-BP | SYL | 2025-03-02
2021-08-23 | HBS3083 | Sofar Solar GTX3000-H4 (x4) w/ Sofar Solar HYD 5000 TL-3PH inverter | 9 |  |  | Sofar Solar | GTX3000-H4 | 4 | Sofar Solar | HYD 5000 TL-3PH | Sofar Solar | 2025-06-24
2021-08-23 | HBS3084 | Sofar Solar GTX3000-H5 (x5) w/ Sofar Solar HYD 5000 TL-3PH inverter | 9 |  |  | Sofar Solar | GTX3000-H5 | 5 | Sofar Solar | HYD 5000 TL-3PH | Sofar Solar | 2025-06-24
2021-08-23 | HBS3085 | Sofar Solar GTX3000-H6 (x6) w/ Sofar Solar HYD 5000 TL-3PH inverter | 9 |  |  | Sofar Solar | GTX3000-H6 | 6 | Sofar Solar | HYD 5000 TL-3PH | Sofar Solar | 2025-06-24
2021-08-23 | HBS3086 | Sofar Solar GTX3000-H7 (x7) w/ Sofar Solar HYD 5000 TL-3PH inverter | 9 |  |  | Sofar Solar | GTX3000-H7 | 7 | Sofar Solar | HYD 5000 TL-3PH | Sofar Solar | 2025-06-24
2021-08-23 | HBS3087 | Sofar Solar GTX3000-H8 (x8) w/ Sofar Solar HYD 5000 TL-3PH inverter | 9 |  |  | Sofar Solar | GTX3000-H8 | 8 | Sofar Solar | HYD 5000 TL-3PH | Sofar Solar | 2025-06-24
2021-08-23 | HBS3088 | Sofar Solar GTX3000-H9 (x9) w/ Sofar Solar HYD 5000 TL-3PH inverter | 9 |  |  | Sofar Solar | GTX3000-H9 | 9 | Sofar Solar | HYD 5000 TL-3PH | Sofar Solar | 2025-06-24
2021-08-23 | HBS3089 | Sofar Solar GTX3000-H10 (x10) w/ Sofar Solar HYD 5000 TL-3PH inverter | 11.3 |  |  | Sofar Solar | GTX3000-H10 | 10 | Sofar Solar | HYD 5000 TL-3PH | Sofar Solar | 2025-06-24
2021-08-23 | HBS3090 | Sofar Solar GTX3000-H4 (x4) w/ Sofar Solar HYD 6000 TL-3PH inverter | 11.3 |  |  | Sofar Solar | GTX3000-H4 | 4 | Sofar Solar | HYD 6000 TL-3PH | Sofar Solar | 2025-06-24
2021-08-23 | HBS3091 | Sofar Solar GTX3000-H5 (x5) w/ Sofar Solar HYD 6000 TL-3PH inverter | 11.3 |  |  | Sofar Solar | GTX3000-H5 | 5 | Sofar Solar | HYD 6000 TL-3PH | Sofar Solar | 2025-06-24
2021-08-23 | HBS3092 | Sofar Solar GTX3000-H6 (x6) w/ Sofar Solar HYD 6000 TL-3PH inverter | 11.3 |  |  | Sofar Solar | GTX3000-H6 | 6 | Sofar Solar | HYD 6000 TL-3PH | Sofar Solar | 2025-06-24
2021-08-23 | HBS3093 | Sofar Solar GTX3000-H7 (x7) w/ Sofar Solar HYD 6000 TL-3PH inverter | 11.3 |  |  | Sofar Solar | GTX3000-H7 | 7 | Sofar Solar | HYD 6000 TL-3PH | Sofar Solar | 2025-06-24
2021-08-23 | HBS3094 | Sofar Solar GTX3000-H8 (x8) w/ Sofar Solar HYD 6000 TL-3PH inverter | 11.3 |  |  | Sofar Solar | GTX3000-H8 | 8 | Sofar Solar | HYD 6000 TL-3PH | Sofar Solar | 2025-06-24
2021-08-23 | HBS3095 | Sofar Solar GTX3000-H9 (x9) w/ Sofar Solar HYD 6000 TL-3PH inverter | 13.5 |  |  | Sofar Solar | GTX3000-H9 | 9 | Sofar Solar | HYD 6000 TL-3PH | Sofar Solar | 2025-06-24
2021-08-23 | HBS3096 | Sofar Solar GTX3000-H10 (x10) w/ Sofar Solar HYD 6000 TL-3PH inverter | 13.5 |  |  | Sofar Solar | GTX3000-H10 | 10 | Sofar Solar | HYD 6000 TL-3PH | Sofar Solar | 2025-06-24
2021-08-23 | HBS3097 | Sofar Solar GTX3000-H4 (x4) w/ Sofar Solar HYD 8000 TL-3PH inverter | 13.5 |  |  | Sofar Solar | GTX3000-H4 | 4 | Sofar Solar | HYD 8000 TL-3PH | Sofar Solar | 2025-06-24
2021-08-23 | HBS3098 | Sofar Solar GTX3000-H5 (x5) w/ Sofar Solar HYD 8000 TL-3PH inverter | 13.5 |  |  | Sofar Solar | GTX3000-H5 | 5 | Sofar Solar | HYD 8000 TL-3PH | Sofar Solar | 2025-06-24
2021-08-23 | HBS3099 | Sofar Solar GTX3000-H6 (x6) w/ Sofar Solar HYD 8000 TL-3PH inverter | 13.5 |  |  | Sofar Solar | GTX3000-H6 | 6 | Sofar Solar | HYD 8000 TL-3PH | Sofar Solar | 2025-06-24
2021-08-23 | HBS3100 | Sofar Solar GTX3000-H7 (x7) w/ Sofar Solar HYD 8000 TL-3PH inverter | 13.5 |  |  | Sofar Solar | GTX3000-H7 | 7 | Sofar Solar | HYD 8000 TL-3PH | Sofar Solar | 2025-06-24
2021-08-23 | HBS3101 | Sofar Solar GTX3000-H8 (x8) w/ Sofar Solar HYD 8000 TL-3PH inverter | 15.75 |  |  | Sofar Solar | GTX3000-H8 | 8 | Sofar Solar | HYD 8000 TL-3PH | Sofar Solar | 2025-06-24
2021-08-23 | HBS3102 | Sofar Solar GTX3000-H9 (x9) w/ Sofar Solar HYD 8000 TL-3PH inverter | 15.75 |  |  | Sofar Solar | GTX3000-H9 | 9 | Sofar Solar | HYD 8000 TL-3PH | Sofar Solar | 2025-06-24
2021-08-23 | HBS3103 | Sofar Solar GTX3000-H10 (x10) w/ Sofar Solar HYD 8000 TL-3PH inverter | 15.75 |  |  | Sofar Solar | GTX3000-H10 | 10 | Sofar Solar | HYD 8000 TL-3PH | Sofar Solar | 2025-06-24
2021-08-23 | HBS3104 | Sofar Solar GTX3000-H4 (x4) w/ Sofar Solar HYD 10000 TL-3PH inverter | 15.75 |  |  | Sofar Solar | GTX3000-H4 | 4 | Sofar Solar | HYD 10000 TL-3PH | Sofar Solar | 2025-06-24
2021-08-23 | HBS3105 | Sofar Solar GTX3000-H5 (x5) w/ Sofar Solar HYD 10000 TL-3PH inverter | 15.75 |  |  | Sofar Solar | GTX3000-H5 | 5 | Sofar Solar | HYD 10000 TL-3PH | Sofar Solar | 2025-06-24
2021-08-23 | HBS3106 | Sofar Solar GTX3000-H6 (x6) w/ Sofar Solar HYD 10000 TL-3PH inverter | 15.75 |  |  | Sofar Solar | GTX3000-H6 | 6 | Sofar Solar | HYD 10000 TL-3PH | Sofar Solar | 2025-06-24
2021-08-23 | HBS3107 | Sofar Solar GTX3000-H7 (x7) w/ Sofar Solar HYD 10000 TL-3PH inverter | 18 |  |  | Sofar Solar | GTX3000-H7 | 7 | Sofar Solar | HYD 10000 TL-3PH | Sofar Solar | 2025-06-24
2021-08-23 | HBS3108 | Sofar Solar GTX3000-H8 (x8) w/ Sofar Solar HYD 10000 TL-3PH inverter | 18 |  |  | Sofar Solar | GTX3000-H8 | 8 | Sofar Solar | HYD 10000 TL-3PH | Sofar Solar | 2025-06-24
2021-08-23 | HBS3109 | Sofar Solar GTX3000-H9 (x9) w/ Sofar Solar HYD 10000 TL-3PH inverter | 18 |  |  | Sofar Solar | GTX3000-H9 | 9 | Sofar Solar | HYD 10000 TL-3PH | Sofar Solar | 2025-06-24
2021-08-23 | HBS3110 | Sofar Solar GTX3000-H10 (x10) w/ Sofar Solar HYD 10000 TL-3PH inverter | 18 |  |  | Sofar Solar | GTX3000-H10 | 10 | Sofar Solar | HYD 10000 TL-3PH | Sofar Solar | 2025-06-24
2021-08-23 | HBS3111 | Sofar Solar GTX3000-H4 (x4) w/ Sofar Solar HYD 15000 TL-3PH inverter | 18 |  |  | Sofar Solar | GTX3000-H4 | 4 | Sofar Solar | HYD 15000 TL-3PH | Sofar Solar | 2025-06-24
2021-08-23 | HBS3112 | Sofar Solar GTX3000-H5 (x5) w/ Sofar Solar HYD 15000 TL-3PH inverter | 18 |  |  | Sofar Solar | GTX3000-H5 | 5 | Sofar Solar | HYD 15000 TL-3PH | Sofar Solar | 2025-06-24
2021-08-23 | HBS3113 | Sofar Solar GTX3000-H6 (x6) w/ Sofar Solar HYD 15000 TL-3PH inverter | 20.3 |  |  | Sofar Solar | GTX3000-H6 | 6 | Sofar Solar | HYD 15000 TL-3PH | Sofar Solar | 2025-06-24
2021-08-23 | HBS3114 | Sofar Solar GTX3000-H7 (x7) w/ Sofar Solar HYD 15000 TL-3PH inverter | 20.3 |  |  | Sofar Solar | GTX3000-H7 | 7 | Sofar Solar | HYD 15000 TL-3PH | Sofar Solar | 2025-06-24
2021-08-23 | HBS3115 | Sofar Solar GTX3000-H8 (x8) w/ Sofar Solar HYD 15000 TL-3PH inverter | 20.3 |  |  | Sofar Solar | GTX3000-H8 | 8 | Sofar Solar | HYD 15000 TL-3PH | Sofar Solar | 2025-06-24
2021-08-23 | HBS3116 | Sofar Solar GTX3000-H9 (x9) w/ Sofar Solar HYD 15000 TL-3PH inverter | 20.3 |  |  | Sofar Solar | GTX3000-H9 | 9 | Sofar Solar | HYD 15000 TL-3PH | Sofar Solar | 2025-06-24
2021-08-23 | HBS3117 | Sofar Solar GTX3000-H10 (x10) w/ Sofar Solar HYD 15000 TL-3PH inverter | 20.3 |  |  | Sofar Solar | GTX3000-H10 | 10 | Sofar Solar | HYD 15000 TL-3PH | Sofar Solar | 2025-06-24
2021-08-23 | HBS3118 | Sofar Solar GTX3000-H4 (x4) w/ Sofar Solar HYD 20000 TL-3PH inverter | 20.3 |  |  | Sofar Solar | GTX3000-H4 | 4 | Sofar Solar | HYD 20000 TL-3PH | Sofar Solar | 2025-06-24
2021-08-23 | HBS3119 | Sofar Solar GTX3000-H5 (x5) w/ Sofar Solar HYD 20000 TL-3PH inverter | 22.5 |  |  | Sofar Solar | GTX3000-H5 | 5 | Sofar Solar | HYD 20000 TL-3PH | Sofar Solar | 2025-06-24
2021-08-23 | HBS3120 | Sofar Solar GTX3000-H6 (x6) w/ Sofar Solar HYD 20000 TL-3PH inverter | 22.5 |  |  | Sofar Solar | GTX3000-H6 | 6 | Sofar Solar | HYD 20000 TL-3PH | Sofar Solar | 2025-06-24
2021-08-23 | HBS3121 | Sofar Solar GTX3000-H7 (x7) w/ Sofar Solar HYD 20000 TL-3PH inverter | 22.5 |  |  | Sofar Solar | GTX3000-H7 | 7 | Sofar Solar | HYD 20000 TL-3PH | Sofar Solar | 2025-06-24
2021-08-23 | HBS3122 | Sofar Solar GTX3000-H8 (x8) w/ Sofar Solar HYD 20000 TL-3PH inverter | 22.5 |  |  | Sofar Solar | GTX3000-H8 | 8 | Sofar Solar | HYD 20000 TL-3PH | Sofar Solar | 2025-06-24
2021-08-23 | HBS3123 | Sofar Solar GTX3000-H9 (x9) w/ Sofar Solar HYD 20000 TL-3PH inverter | 22.5 |  |  | Sofar Solar | GTX3000-H9 | 9 | Sofar Solar | HYD 20000 TL-3PH | Sofar Solar | 2025-06-24
2021-08-23 | HBS3124 | Sofar Solar GTX3000-H10 (x10) w/ Sofar Solar HYD 20000 TL-3PH inverter | 22.5 |  |  | Sofar Solar | GTX3000-H10 | 10 | Sofar Solar | HYD 20000 TL-3PH | Sofar Solar | 2025-06-24
2021-08-25 | HBS3125 | Sungrow SBR096 (x1) w/ Sungrow SH5.0RS inverter | 9.6 |  |  | Sungrow | SBR096 | 1 | Sungrow | SH5.0RS | Sungrow | 2024-12-15
2021-08-25 | HBS3126 | Sungrow SBR128 (x1) w/ Sungrow SH5.0RS inverter | 12.8 |  |  | Sungrow | SBR128 | 1 | Sungrow | SH5.0RS | Sungrow | 2024-12-15
2021-08-25 | HBS3127 | Sungrow SBR160 (x1) w/ Sungrow SH5.0RS inverter | 16 |  |  | Sungrow | SBR160 | 1 | Sungrow | SH5.0RS | Sungrow | 2024-12-15
2021-08-25 | HBS3128 | Sungrow SBR192 (x1) w/ Sungrow SH5.0RS inverter | 19.2 |  |  | Sungrow | SBR192 | 1 | Sungrow | SH5.0RS | Sungrow | 2024-12-15
2021-08-25 | HBS3129 | Sungrow SBR096 (x2) w/ Sungrow SH5.0RS inverter | 19.2 |  |  | Sungrow | SBR096 | 2 | Sungrow | SH5.0RS | Sungrow | 2024-12-15
2021-08-25 | HBS3130 | Sungrow SBR128 (x2) w/ Sungrow SH5.0RS inverter | 25.6 |  |  | Sungrow | SBR128 | 2 | Sungrow | SH5.0RS | Sungrow | 2024-12-15
2021-08-25 | HBS3131 | Sungrow SBR160 (x2) w/ Sungrow SH5.0RS inverter | 32 |  |  | Sungrow | SBR160 | 2 | Sungrow | SH5.0RS | Sungrow | 2024-12-15
2021-08-25 | HBS3132 | Sungrow SBR192 (x2) w/ Sungrow SH5.0RS inverter | 38.4 |  |  | Sungrow | SBR192 | 2 | Sungrow | SH5.0RS | Sungrow | 2024-12-15
2021-08-25 | HBS3133 | Sungrow SBR096 (x3) w/ Sungrow SH5.0RS inverter | 28.8 |  |  | Sungrow | SBR096 | 3 | Sungrow | SH5.0RS | Sungrow | 2024-12-15
2021-08-25 | HBS3134 | Sungrow SBR128 (x3) w/ Sungrow SH5.0RS inverter | 38.4 |  |  | Sungrow | SBR128 | 3 | Sungrow | SH5.0RS | Sungrow | 2024-12-15
2021-08-25 | HBS3135 | Sungrow SBR160 (x3) w/ Sungrow SH5.0RS inverter | 48 |  |  | Sungrow | SBR160 | 3 | Sungrow | SH5.0RS | Sungrow | 2024-12-15
2021-08-25 | HBS3136 | Sungrow SBR192 (x3) w/ Sungrow SH5.0RS inverter | 57.6 |  |  | Sungrow | SBR192 | 3 | Sungrow | SH5.0RS | Sungrow | 2024-12-15
2021-08-25 | HBS3137 | Sungrow SBR096 (x4) w/ Sungrow SH5.0RS inverter | 38.4 |  |  | Sungrow | SBR096 | 4 | Sungrow | SH5.0RS | Sungrow | 2024-12-15
2021-08-25 | HBS3138 | Sungrow SBR128 (x4) w/ Sungrow SH5.0RS inverter | 51.2 |  |  | Sungrow | SBR128 | 4 | Sungrow | SH5.0RS | Sungrow | 2024-12-15
2021-08-25 | HBS3139 | Sungrow SBR160 (x4) w/ Sungrow SH5.0RS inverter | 64 |  |  | Sungrow | SBR160 | 4 | Sungrow | SH5.0RS | Sungrow | 2024-12-15
2021-08-25 | HBS3140 | Sungrow SBR192 (x4) w/ Sungrow SH5.0RS inverter | 76.8 |  |  | Sungrow | SBR192 | 4 | Sungrow | SH5.0RS | Sungrow | 2024-12-15
2021-08-25 | HBS3141 | Sungrow SBR096 (x1) w/ Sungrow SH6.0RS inverter | 9.6 |  |  | Sungrow | SBR096 | 1 | Sungrow | SH6.0RS | Sungrow | 2024-12-15
2021-08-25 | HBS3142 | Sungrow SBR128 (x1) w/ Sungrow SH6.0RS inverter | 12.8 |  |  | Sungrow | SBR128 | 1 | Sungrow | SH6.0RS | Sungrow | 2024-12-15
2021-08-25 | HBS3143 | Sungrow SBR160 (x1) w/ Sungrow SH6.0RS inverter | 16 |  |  | Sungrow | SBR160 | 1 | Sungrow | SH6.0RS | Sungrow | 2024-12-15
2021-08-25 | HBS3144 | Sungrow SBR192 (x1) w/ Sungrow SH6.0RS inverter | 19.2 |  |  | Sungrow | SBR192 | 1 | Sungrow | SH6.0RS | Sungrow | 2024-12-15
2021-08-25 | HBS3145 | Sungrow SBR096 (x2) w/ Sungrow SH6.0RS inverter | 19.2 |  |  | Sungrow | SBR096 | 2 | Sungrow | SH6.0RS | Sungrow | 2024-12-15
2021-08-25 | HBS3146 | Sungrow SBR128 (x2) w/ Sungrow SH6.0RS inverter | 25.6 |  |  | Sungrow | SBR128 | 2 | Sungrow | SH6.0RS | Sungrow | 2024-12-15
2021-08-25 | HBS3147 | Sungrow SBR160 (x2) w/ Sungrow SH6.0RS inverter | 32 |  |  | Sungrow | SBR160 | 2 | Sungrow | SH6.0RS | Sungrow | 2024-12-15
2021-08-25 | HBS3148 | Sungrow SBR192 (x2) w/ Sungrow SH6.0RS inverter | 38.4 |  |  | Sungrow | SBR192 | 2 | Sungrow | SH6.0RS | Sungrow | 2024-12-15
2021-08-25 | HBS3149 | Sungrow SBR096 (x3) w/ Sungrow SH6.0RS inverter | 28.8 |  |  | Sungrow | SBR096 | 3 | Sungrow | SH6.0RS | Sungrow | 2024-12-15
2021-08-25 | HBS3150 | Sungrow SBR128 (x3) w/ Sungrow SH6.0RS inverter | 38.4 |  |  | Sungrow | SBR128 | 3 | Sungrow | SH6.0RS | Sungrow | 2024-12-15
2021-08-25 | HBS3151 | Sungrow SBR160 (x3) w/ Sungrow SH6.0RS inverter | 48 |  |  | Sungrow | SBR160 | 3 | Sungrow | SH6.0RS | Sungrow | 2024-12-15
2021-08-25 | HBS3152 | Sungrow SBR192 (x3) w/ Sungrow SH6.0RS inverter | 57.6 |  |  | Sungrow | SBR192 | 3 | Sungrow | SH6.0RS | Sungrow | 2024-12-15
2021-08-25 | HBS3153 | Sungrow SBR096 (x4) w/ Sungrow SH6.0RS inverter | 38.4 |  |  | Sungrow | SBR096 | 4 | Sungrow | SH6.0RS | Sungrow | 2024-12-15
2021-08-25 | HBS3154 | Sungrow SBR128 (x4) w/ Sungrow SH6.0RS inverter | 51.2 |  |  | Sungrow | SBR128 | 4 | Sungrow | SH6.0RS | Sungrow | 2024-12-15
2021-08-25 | HBS3155 | Sungrow SBR160 (x4) w/ Sungrow SH6.0RS inverter | 64 |  |  | Sungrow | SBR160 | 4 | Sungrow | SH6.0RS | Sungrow | 2024-12-15
2021-08-25 | HBS3156 | Sungrow SBR192 (x4) w/ Sungrow SH6.0RS inverter | 76.8 |  |  | Sungrow | SBR192 | 4 | Sungrow | SH6.0RS | Sungrow | 2024-12-15
2021-08-25 | HBS3157 | Sungrow SBR096 (x2) w/ Sungrow SH5.0RT inverter | 19.2 |  |  | Sungrow | SBR096 | 2 | Sungrow | SH5.0RT | Sungrow | 2024-12-16
2021-08-25 | HBS3158 | Sungrow SBR128 (x2) w/ Sungrow SH5.0RT inverter | 25.6 |  |  | Sungrow | SBR128 | 2 | Sungrow | SH5.0RT | Sungrow | 2024-12-16
2021-08-25 | HBS3159 | Sungrow SBR160 (x2) w/ Sungrow SH5.0RT inverter | 32 |  |  | Sungrow | SBR160 | 2 | Sungrow | SH5.0RT | Sungrow | 2024-12-16
2021-08-25 | HBS3160 | Sungrow SBR192 (x2) w/ Sungrow SH5.0RT inverter | 38.4 |  |  | Sungrow | SBR192 | 2 | Sungrow | SH5.0RT | Sungrow | 2024-12-16
2021-08-25 | HBS3161 | Sungrow SBR224 (x2) w/ Sungrow SH5.0RT inverter | 44.8 |  |  | Sungrow | SBR224 | 2 | Sungrow | SH5.0RT | Sungrow | 2024-12-16
2021-08-25 | HBS3162 | Sungrow SBR256 (x2) w/ Sungrow SH5.0RT inverter | 51.2 |  |  | Sungrow | SBR256 | 2 | Sungrow | SH5.0RT | Sungrow | 2024-12-16
2021-08-25 | HBS3163 | Sungrow SBR096 (x3) w/ Sungrow SH5.0RT inverter | 28.8 |  |  | Sungrow | SBR096 | 3 | Sungrow | SH5.0RT | Sungrow | 2024-12-16
2021-08-25 | HBS3164 | Sungrow SBR128 (x3) w/ Sungrow SH5.0RT inverter | 38.4 |  |  | Sungrow | SBR128 | 3 | Sungrow | SH5.0RT | Sungrow | 2024-12-16
2021-08-25 | HBS3165 | Sungrow SBR160 (x3) w/ Sungrow SH5.0RT inverter | 48 |  |  | Sungrow | SBR160 | 3 | Sungrow | SH5.0RT | Sungrow | 2024-12-16
2021-08-25 | HBS3166 | Sungrow SBR192 (x3) w/ Sungrow SH5.0RT inverter | 57.6 |  |  | Sungrow | SBR192 | 3 | Sungrow | SH5.0RT | Sungrow | 2024-12-16
2021-08-25 | HBS3167 | Sungrow SBR224 (x3) w/ Sungrow SH5.0RT inverter | 67.2 |  |  | Sungrow | SBR224 | 3 | Sungrow | SH5.0RT | Sungrow | 2024-12-16
2021-08-25 | HBS3168 | Sungrow SBR256 (x3) w/ Sungrow SH5.0RT inverter | 76.8 |  |  | Sungrow | SBR256 | 3 | Sungrow | SH5.0RT | Sungrow | 2024-12-16
2021-08-25 | HBS3169 | Sungrow SBR096 (x4) w/ Sungrow SH5.0RT inverter | 38.4 |  |  | Sungrow | SBR096 | 4 | Sungrow | SH5.0RT | Sungrow | 2024-12-16
2021-08-25 | HBS3171 | Sungrow SBR160 (x4) w/ Sungrow SH5.0RT inverter | 64 |  |  | Sungrow | SBR160 | 4 | Sungrow | SH5.0RT | Sungrow | 2024-12-16
2021-08-25 | HBS3172 | Sungrow SBR192 (x4) w/ Sungrow SH5.0RT inverter | 76.8 |  |  | Sungrow | SBR192 | 4 | Sungrow | SH5.0RT | Sungrow | 2024-12-16
2021-08-25 | HBS3173 | Sungrow SBR224 (x4) w/ Sungrow SH5.0RT inverter | 89.6 |  |  | Sungrow | SBR224 | 4 | Sungrow | SH5.0RT | Sungrow | 2024-12-16
2021-08-25 | HBS3174 | Sungrow SBR256 (x4) w/ Sungrow SH5.0RT inverter | 102.4 |  |  | Sungrow | SBR256 | 4 | Sungrow | SH5.0RT | Sungrow | 2024-12-16
2021-08-25 | HBS3175 | Sungrow SBR096 (x2) w/ Sungrow SH10RT inverter | 19.2 |  |  | Sungrow | SBR096 | 2 | Sungrow | SH10RT | Sungrow | 2024-12-16
2021-08-25 | HBS3176 | Sungrow SBR128 (x2) w/ Sungrow SH10RT inverter | 25.6 |  |  | Sungrow | SBR128 | 2 | Sungrow | SH10RT | Sungrow | 2024-12-16
2021-08-25 | HBS3177 | Sungrow SBR160 (x2) w/ Sungrow SH10RT inverter | 32 |  |  | Sungrow | SBR160 | 2 | Sungrow | SH10RT | Sungrow | 2024-12-16
2021-08-25 | HBS3178 | Sungrow SBR192 (x2) w/ Sungrow SH10RT inverter | 38.4 |  |  | Sungrow | SBR192 | 2 | Sungrow | SH10RT | Sungrow | 2024-12-16
2021-08-25 | HBS3179 | Sungrow SBR224 (x2) w/ Sungrow SH10RT inverter | 44.8 |  |  | Sungrow | SBR224 | 2 | Sungrow | SH10RT | Sungrow | 2024-12-16
2021-08-25 | HBS3180 | Sungrow SBR256 (x2) w/ Sungrow SH10RT inverter | 51.2 |  |  | Sungrow | SBR256 | 2 | Sungrow | SH10RT | Sungrow | 2024-12-16
2021-08-25 | HBS3182 | Sungrow SBR128 (x3) w/ Sungrow SH10RT inverter | 38.4 |  |  | Sungrow | SBR128 | 3 | Sungrow | SH10RT | Sungrow | 2024-12-16
2021-08-25 | HBS3183 | Sungrow SBR160 (x3) w/ Sungrow SH10RT inverter | 48 |  |  | Sungrow | SBR160 | 3 | Sungrow | SH10RT | Sungrow | 2024-12-16
2021-08-25 | HBS3184 | Sungrow SBR192 (x3) w/ Sungrow SH10RT inverter | 57.6 |  |  | Sungrow | SBR192 | 3 | Sungrow | SH10RT | Sungrow | 2024-12-16
2021-08-25 | HBS3185 | Sungrow SBR224 (x3) w/ Sungrow SH10RT inverter | 67.2 |  |  | Sungrow | SBR224 | 3 | Sungrow | SH10RT | Sungrow | 2024-12-16
2021-08-25 | HBS3186 | Sungrow SBR256 (x3) w/ Sungrow SH10RT inverter | 76.8 |  |  | Sungrow | SBR256 | 3 | Sungrow | SH10RT | Sungrow | 2024-12-16
2021-08-25 | HBS3187 | Sungrow SBR096 (x4) w/ Sungrow SH10RT inverter | 38.4 |  |  | Sungrow | SBR096 | 4 | Sungrow | SH10RT | Sungrow | 2024-12-16
2021-08-25 | HBS3189 | Sungrow SBR160 (x4) w/ Sungrow SH10RT inverter | 64 |  |  | Sungrow | SBR160 | 4 | Sungrow | SH10RT | Sungrow | 2024-12-16
2021-08-25 | HBS3190 | Sungrow SBR192 (x4) w/ Sungrow SH10RT inverter | 76.8 |  |  | Sungrow | SBR192 | 4 | Sungrow | SH10RT | Sungrow | 2024-12-16
2021-08-25 | HBS3191 | Sungrow SBR224 (x4) w/ Sungrow SH10RT inverter | 89.6 |  |  | Sungrow | SBR224 | 4 | Sungrow | SH10RT | Sungrow | 2024-12-16
2021-08-25 | HBS3192 | Sungrow SBR256 (x4) w/ Sungrow SH10RT inverter | 102.4 |  |  | Sungrow | SBR256 | 4 | Sungrow | SH10RT | Sungrow | 2024-12-16
2021-08-26 | HBS3193 | genZ GC48V-060LFP-2RU (x4) w/ Selectronic SPMC482-AU | 9.6 |  |  | genZ | GC48V-060LFP-2RU | 4 | Selectronic | SPMC482-AU | genZ | 2025-04-08
2021-08-26 | HBS3194 | genZ GC48V-060LFP-2RU (x5) w/ Selectronic SPMC482-AU | 12 |  |  | genZ | GC48V-060LFP-2RU | 5 | Selectronic | SPMC482-AU | genZ | 2025-04-08
2021-08-26 | HBS3195 | genZ GC48V-060LFP-2RU (x6) w/ Selectronic SPMC482-AU | 14.4 |  |  | genZ | GC48V-060LFP-2RU | 6 | Selectronic | SPMC482-AU | genZ | 2025-04-08
2021-08-26 | HBS3196 | genZ GC48V-060LFP-2RU (x7) w/ Selectronic SPMC482-AU | 16.8 |  |  | genZ | GC48V-060LFP-2RU | 7 | Selectronic | SPMC482-AU | genZ | 2025-04-08
2021-08-26 | HBS3197 | genZ GC48V-060LFP-2RU (x8) w/ Selectronic SPMC482-AU | 19.2 |  |  | genZ | GC48V-060LFP-2RU | 8 | Selectronic | SPMC482-AU | genZ | 2025-04-08
2021-08-26 | HBS3198 | genZ GC48V-060LFP-2RU (x9) w/ Selectronic SPMC482-AU | 21.6 |  |  | genZ | GC48V-060LFP-2RU | 9 | Selectronic | SPMC482-AU | genZ | 2025-04-08
2021-08-26 | HBS3199 | genZ GC48V-060LFP-2RU (x10) w/ Selectronic SPMC482-AU | 24 |  |  | genZ | GC48V-060LFP-2RU | 10 | Selectronic | SPMC482-AU | genZ | 2025-04-08
2021-08-26 | HBS3200 | genZ GC48V-060LFP-2RU (x11) w/ Selectronic SPMC482-AU | 26.4 |  |  | genZ | GC48V-060LFP-2RU | 11 | Selectronic | SPMC482-AU | genZ | 2025-04-08
2021-08-26 | HBS3201 | genZ GC48V-060LFP-2RU (x12) w/ Selectronic SPMC482-AU | 28.8 |  |  | genZ | GC48V-060LFP-2RU | 12 | Selectronic | SPMC482-AU | genZ | 2025-04-08
2021-08-26 | HBS3202 | genZ GC48V-060LFP-2RU (x13) w/ Selectronic SPMC482-AU | 31.2 |  |  | genZ | GC48V-060LFP-2RU | 13 | Selectronic | SPMC482-AU | genZ | 2025-04-08
2021-08-26 | HBS3203 | genZ GC48V-060LFP-2RU (x14) w/ Selectronic SPMC482-AU | 33.6 |  |  | genZ | GC48V-060LFP-2RU | 14 | Selectronic | SPMC482-AU | genZ | 2025-04-08
2021-08-26 | HBS3204 | genZ GC48V-060LFP-2RU (x15) w/ Selectronic SPMC482-AU | 36 |  |  | genZ | GC48V-060LFP-2RU | 15 | Selectronic | SPMC482-AU | genZ | 2025-04-08
2021-08-26 | HBS3205 | genZ GC48V-060LFP-2RU (x16) w/ Selectronic SPMC482-AU | 38.4 |  |  | genZ | GC48V-060LFP-2RU | 16 | Selectronic | SPMC482-AU | genZ | 2025-04-08
2021-08-26 | HBS3206 | genZ GC48V-060LFP-2RU (x17) w/ Selectronic SPMC482-AU | 40.8 |  |  | genZ | GC48V-060LFP-2RU | 17 | Selectronic | SPMC482-AU | genZ | 2025-04-08
2021-08-26 | HBS3207 | genZ GC48V-060LFP-2RU (x18) w/ Selectronic SPMC482-AU | 43.2 |  |  | genZ | GC48V-060LFP-2RU | 18 | Selectronic | SPMC482-AU | genZ | 2025-04-08
2021-08-26 | HBS3208 | genZ GC48V-060LFP-2RU (x19) w/ Selectronic SPMC482-AU | 45.6 |  |  | genZ | GC48V-060LFP-2RU | 19 | Selectronic | SPMC482-AU | genZ | 2025-04-08
2021-08-26 | HBS3209 | genZ GC48V-060LFP-2RU (x20) w/ Selectronic SPMC482-AU | 48 |  |  | genZ | GC48V-060LFP-2RU | 20 | Selectronic | SPMC482-AU | genZ | 2025-04-08
2021-09-07 | HBS3210 | Growatt GBLI 6532 (x1) w/ Shenzhen Growatt New Energy Co Ltd SPH 3000TL BL-UP Eastron SDM-120 CT-MV | 6 |  |  | Growatt | GBLI 6532 | 1 | Shenzhen Growatt New Energy Co Ltd | SPH 3000TL BL-UP | Growatt | 2027-06-25
2021-09-07 | HBS3211 | Growatt GBLI 6532 (x2) w/ Shenzhen Growatt New Energy Co Ltd SPH 3000TL BL-UP Eastron SDM-120 CT-MV | 12 |  |  | Growatt | GBLI 6532 | 2 | Shenzhen Growatt New Energy Co Ltd | SPH 3000TL BL-UP | Growatt | 2027-06-25
2021-09-07 | HBS3212 | Growatt GBLI 6532 (x1) w/ Shenzhen Growatt New Energy Co Ltd SPH 3600TL BL-UP Eastron SDM-120 CT-MV | 6 |  |  | Growatt | GBLI 6532 | 1 | Shenzhen Growatt New Energy Co Ltd | SPH 3600TL BL-UP | Growatt | 2027-06-25
2021-09-07 | HBS3213 | Growatt GBLI 6532 (x2) w/ Shenzhen Growatt New Energy Co Ltd SPH 3600TL BL-UP Eastron SDM-120 CT-MV | 12 |  |  | Growatt | GBLI 6532 | 2 | Shenzhen Growatt New Energy Co Ltd | SPH 3600TL BL-UP | Growatt | 2027-06-25
2021-09-07 | HBS3214 | Growatt GBLI 6532 (x1) w/ Shenzhen Growatt New Energy Co Ltd SPH 4000TL BL-UP Eastron SDM-120 CT-MV | 6 |  |  | Growatt | GBLI 6532 | 1 | Shenzhen Growatt New Energy Co Ltd | SPH 4000TL BL-UP | Growatt | 2027-06-25
2021-09-07 | HBS3215 | Growatt GBLI 6532 (x2) w/ Shenzhen Growatt New Energy Co Ltd SPH 4000TL BL-UP Eastron SDM-120 CT-MV | 12 |  |  | Growatt | GBLI 6532 | 2 | Shenzhen Growatt New Energy Co Ltd | SPH 4000TL BL-UP | Growatt | 2027-06-25
2021-09-07 | HBS3216 | Growatt GBLI 6532 (x1) w/ Shenzhen Growatt New Energy Co Ltd SPH 4600TL BL-UP Eastron SDM-120 CT-MV | 6 |  |  | Growatt | GBLI 6532 | 1 | Shenzhen Growatt New Energy Co Ltd | SPH 4600TL BL-UP | Growatt | 2027-06-25
2021-09-07 | HBS3217 | Growatt GBLI 6532 (x2) w/ Shenzhen Growatt New Energy Co Ltd SPH 4600TL BL-UP Eastron SDM-120 CT-MV | 12 |  |  | Growatt | GBLI 6532 | 2 | Shenzhen Growatt New Energy Co Ltd | SPH 4600TL BL-UP | Growatt | 2027-06-25
2021-09-07 | HBS3218 | Growatt GBLI 6532 (x1) w/ Shenzhen Growatt New Energy Co Ltd SPH 5000TL BL-UP Eastron SDM-120 CT-MV | 6 |  |  | Growatt | GBLI 6532 | 1 | Shenzhen Growatt New Energy Co Ltd | SPH 5000TL BL-UP | Growatt | 2027-06-25
2021-09-07 | HBS3219 | Growatt GBLI 6532 (x2) w/ Shenzhen Growatt New Energy Co Ltd SPH 5000TL BL-UP Eastron SDM-120 CT-MV | 12 |  |  | Growatt | GBLI 6532 | 2 | Shenzhen Growatt New Energy Co Ltd | SPH 5000TL BL-UP | Growatt | 2027-06-25
2021-09-07 | HBS3220 | Growatt GBLI 6532 (x1) w/ Shenzhen Growatt New Energy Co Ltd SPH 6000TL BL-UP Eastron SDM-120 CT-MV | 6 |  |  | Growatt | GBLI 6532 | 1 | Shenzhen Growatt New Energy Co Ltd | SPH 6000TL BL-UP | Growatt | 2027-06-25
2021-09-07 | HBS3221 | Growatt GBLI 6532 (x2) w/ Shenzhen Growatt New Energy Co Ltd SPH 6000TL BL-UP Eastron SDM-120 CT-MV | 12 |  |  | Growatt | GBLI 6532 | 2 | Shenzhen Growatt New Energy Co Ltd | SPH 6000TL BL-UP | Growatt | 2027-06-25
2021-09-07 | HBS3222 | Growatt GBLI 6532 (x1) w/ Shenzhen Growatt New Energy Co Ltd SPH 3000TL BL-UP Eastron SDM-630MCT | 6 |  |  | Growatt | GBLI 6532 | 1 | Shenzhen Growatt New Energy Co Ltd | SPH 3000TL BL-UP | Growatt | 2027-06-25
2021-09-07 | HBS3223 | Growatt GBLI 6532 (x2) w/ Shenzhen Growatt New Energy Co Ltd SPH 3000TL BL-UP Eastron SDM-630MCT | 12 |  |  | Growatt | GBLI 6532 | 2 | Shenzhen Growatt New Energy Co Ltd | SPH 3000TL BL-UP | Growatt | 2027-06-25
2021-09-07 | HBS3224 | Growatt GBLI 6532 (x1) w/ Shenzhen Growatt New Energy Co Ltd SPH 3600TL BL-UP Eastron SDM-630MCT | 6 |  |  | Growatt | GBLI 6532 | 1 | Shenzhen Growatt New Energy Co Ltd | SPH 3600TL BL-UP | Growatt | 2027-06-25
2021-09-07 | HBS3225 | Growatt GBLI 6532 (x2) w/ Shenzhen Growatt New Energy Co Ltd SPH 3600TL BL-UP Eastron SDM-630MCT | 12 |  |  | Growatt | GBLI 6532 | 2 | Shenzhen Growatt New Energy Co Ltd | SPH 3600TL BL-UP | Growatt | 2027-06-25
2021-09-07 | HBS3226 | Growatt GBLI 6532 (x1) w/ Shenzhen Growatt New Energy Co Ltd SPH 4000TL BL-UP Eastron SDM-630MCT | 6 |  |  | Growatt | GBLI 6532 | 1 | Shenzhen Growatt New Energy Co Ltd | SPH 4000TL BL-UP | Growatt | 2027-06-25
2021-09-07 | HBS3227 | Growatt GBLI 6532 (x2) w/ Shenzhen Growatt New Energy Co Ltd SPH 4000TL BL-UP Eastron SDM-630MCT | 12 |  |  | Growatt | GBLI 6532 | 2 | Shenzhen Growatt New Energy Co Ltd | SPH 4000TL BL-UP | Growatt | 2027-06-25
2021-09-07 | HBS3228 | Growatt GBLI 6532 (x1) w/ Shenzhen Growatt New Energy Co Ltd SPH 4600TL BL-UP Eastron SDM-630MCT | 6 |  |  | Growatt | GBLI 6532 | 1 | Shenzhen Growatt New Energy Co Ltd | SPH 4600TL BL-UP | Growatt | 2027-06-25
2021-09-07 | HBS3229 | Growatt GBLI 6532 (x2) w/ Shenzhen Growatt New Energy Co Ltd SPH 4600TL BL-UP Eastron SDM-630MCT | 12 |  |  | Growatt | GBLI 6532 | 2 | Shenzhen Growatt New Energy Co Ltd | SPH 4600TL BL-UP | Growatt | 2027-06-25
2021-09-07 | HBS3230 | Growatt GBLI 6532 (x1) w/ Shenzhen Growatt New Energy Co Ltd SPH 5000TL BL-UP Eastron SDM-630MCT | 6 |  |  | Growatt | GBLI 6532 | 1 | Shenzhen Growatt New Energy Co Ltd | SPH 5000TL BL-UP | Growatt | 2027-06-25
2021-09-07 | HBS3231 | Growatt GBLI 6532 (x2) w/ Shenzhen Growatt New Energy Co Ltd SPH 5000TL BL-UP Eastron SDM-630MCT | 12 |  |  | Growatt | GBLI 6532 | 2 | Shenzhen Growatt New Energy Co Ltd | SPH 5000TL BL-UP | Growatt | 2027-06-25
2021-09-07 | HBS3232 | Growatt GBLI 6532 (x1) w/ Shenzhen Growatt New Energy Co Ltd SPH 6000TL BL-UP Eastron SDM-630MCT | 6 |  |  | Growatt | GBLI 6532 | 1 | Shenzhen Growatt New Energy Co Ltd | SPH 6000TL BL-UP | Growatt | 2027-06-25
2021-09-07 | HBS3233 | Growatt GBLI 6532 (x2) w/ Shenzhen Growatt New Energy Co Ltd SPH 6000TL BL-UP Eastron SDM-630MCT | 12 |  |  | Growatt | GBLI 6532 | 2 | Shenzhen Growatt New Energy Co Ltd | SPH 6000TL BL-UP | Growatt | 2027-06-25
2021-10-08 | HBS3246 | BYD Battery-Box Premuim LVL 15.4 w/ GoodWe GW5048D-ES | 15.4 |  |  | BYD | Battery-Box Premuim LVL 15.4 | 1 | GoodWe | GW5048D-ES | BYD | 2026-06-16
2021-10-08 | HBS3248 | Alpha-ESS SMILE-B3-PLUS II | 9.6 | Alpha-ESS | SMILE-B3-PLUS II |  |  | 1 |  |  |  | 2025-01-25
2021-10-08 | HBS3249 | Alpha-ESS SMILE-B3-PLUS III | 14.4 | Alpha-ESS | SMILE-B3-PLUS III |  |  | 1 |  |  |  | 2025-01-25
2021-10-08 | HBS3250 | Alpha-ESS SMILE-B3-PLUS IV | 19.2 | Alpha-ESS | SMILE-B3-PLUS IV |  |  | 1 |  |  |  | 2025-01-25
2021-10-08 | HBS3251 | Alpha-ESS SMILE-B3-PLUS V | 23.9 | Alpha-ESS | SMILE-B3-PLUS V |  |  | 1 |  |  |  | 2025-01-25
2021-10-08 | HBS3252 | Alpha-ESS SMILE-B3-PLUS VI | 28.7 | Alpha-ESS | SMILE-B3-PLUS VI |  |  | 1 |  |  |  | 2025-01-25
2021-10-08 | HBS3268 | Alpha ESS SMILE-BAT-8.2PH w/ SMILE-S6-HV inverter, Smart Meter 'smart controller' | 7.8 |  |  | Alpha ESS | SMILE-BAT-8.2PH | 1 | Alpha ESS | SMILE-S6-HV | Alpha ESS | 2025-02-17
2021-10-08 | HBS3269 | Alpha ESS SMILE-BAT-8.2PH II w/ SMILE-S6-HV inverter, Smart Meter 'smart controller' | 15.6 |  |  | Alpha ESS | SMILE-BAT-8.2PH II | 1 | Alpha ESS | SMILE-S6-HV | Alpha ESS | 2025-02-17
2021-10-08 | HBS3270 | Alpha ESS SMILE-BAT-8.2PH III w/ SMILE-S6-HV inverter, Smart Meter 'smart controller' | 23.4 |  |  | Alpha ESS | SMILE-BAT-8.2PH III | 1 | Alpha ESS | SMILE-S6-HV | Alpha ESS | 2025-02-17
2021-10-08 | HBS3271 | Alpha ESS SMILE-BAT-8.2PH IV w/ SMILE-S6-HV inverter, Smart Meter 'smart controller' | 31.2 |  |  | Alpha ESS | SMILE-BAT-8.2PH IV | 1 | Alpha ESS | SMILE-S6-HV | Alpha ESS | 2025-02-17
2021-10-08 | HBS3272 | Alpha ESS SMILE-BAT-8.2PH V w/ SMILE-S6-HV inverter, Smart Meter 'smart controller' | 39 |  |  | Alpha ESS | SMILE-BAT-8.2PH V | 1 | Alpha ESS | SMILE-S6-HV | Alpha ESS | 2025-02-17
2021-10-08 | HBS3273 | Alpha ESS SMILE-BAT-8.2PH VI w/ SMILE-S6-HV inverter, Smart Meter 'smart controller' | 46.7 |  |  | Alpha ESS | SMILE-BAT-8.2PH VI | 1 | Alpha ESS | SMILE-S6-HV | Alpha ESS | 2025-02-17
2021-10-08 | HBS3274 | UZ Energy L051100-A (x2) w/ GW5048D-ES | 10.2 |  |  | UZ Energy | L051100-A | 2 | GoodWe | GW5048D-ES | UZ Energy | 2026-06-16
2021-10-08 | HBS3275 | UZ Energy L051100-A (x2) w/ GW3648D-ES | 10.2 |  |  | UZ Energy | L051100-A | 2 | GoodWe | GW3648D-ES | UZ Energy | 2026-06-16
2021-10-08 | HBS3278 | LG Energy Solution RESU12 w/ LGES-5048 inverter, GM-1000 'smart controller' | 11.7 |  |  | LG Energy Solution | RESU12 | 1 | LG Energy Solution | LGES-5048 | LG Energy Solution | 2025-06-17
2021-10-15 | HBS3281 | Koyoe KY-96V105AH w/ KY-1Hybrid-5K0-H inverter | 9 |  |  | Koyoe | KY-96V105AH | 1 | Koyoe | KY-1Hybrid-5KO-H | Koyoe | 2025-07-04
2021-10-22 | HBS3282 | SolarEdge BAT-10K1P (x1) w/ SolarEdge SE3000H-AUS3MBX14 inverter, DC Combiner Box | 9.7 |  |  | SolarEdge | BAT-10K1P | 1 | SolarEdge | SE3000H-AUS3MBX14 | SolarEdge | 2024-12-10
2021-10-22 | HBS3283 | SolarEdge BAT-10K1P (x1) w/ SolarEdge SE5000H-AUS3MBX14 inverter, DC Combiner Box | 9.7 |  |  | SolarEdge | BAT-10K1P | 1 | SolarEdge | SE5000H-AUS3MBX14 | SolarEdge | 2024-12-10
2021-10-22 | HBS3284 | SolarEdge BAT-10K1P (x2) w/ SolarEdge SE5000H-AUS3MBX14 inverter, DC Combiner Box | 19.4 |  |  | SolarEdge | BAT-10K1P | 2 | SolarEdge | SE5000H-AUS3MBX14 | SolarEdge | 2024-12-10
2021-10-22 | HBS3285 | SolarEdge BAT-10K1P (x1) w/ SolarEdge SE6000H-AUS3MBX14 inverter, DC Combiner Box | 9.7 |  |  | SolarEdge | BAT-10K1P | 1 | SolarEdge | SE6000H-AUS3MBX14 | SolarEdge | 2024-12-10
2021-10-22 | HBS3286 | SolarEdge BAT-10K1P (x2) w/ SolarEdge SE6000H-AUS3MBX14 inverter, DC Combiner Box | 19.4 |  |  | SolarEdge | BAT-10K1P | 2 | SolarEdge | SE6000H-AUS3MBX14 | SolarEdge | 2024-12-10
2021-10-22 | HBS3287 | SolarEdge BAT-10K1P (x1) w/ SolarEdge SE8250H-AUS3MBX14 inverter, DC Combiner Box | 9.7 |  |  | SolarEdge | BAT-10K1P | 1 | SolarEdge | SE8250H-AUS3MBX14 | SolarEdge | 2024-12-10
2021-10-22 | HBS3288 | SolarEdge BAT-10K1P (x2) w/ SolarEdge SE8250H-AUS3MBX14 inverter, DC Combiner Box | 19.4 |  |  | SolarEdge | BAT-10K1P | 2 | SolarEdge | SE8250H-AUS3MBX14 | SolarEdge | 2024-12-10
2021-10-22 | HBS3289 | SolarEdge BAT-10K1P (x3) w/ SolarEdge SE8250H-AUS3MBX14 inverter, DC Combiner Box | 29.1 |  |  | SolarEdge | BAT-10K1P | 3 | SolarEdge | SE8250H-AUS3MBX14 | SolarEdge | 2024-12-10
2021-10-22 | HBS3290 | SolarEdge BAT-10K1P (x1) w/ SolarEdge SE10000H-AUS3MBX14 inverter, DC Combiner Box | 9.7 |  |  | SolarEdge | BAT-10K1P | 1 | SolarEdge | SE10000H-AUS3MBX14 | SolarEdge | 2024-12-10
2021-10-22 | HBS3291 | SolarEdge BAT-10K1P (x2) w/ SolarEdge SE10000H-AUS3MBX14 inverter, DC Combiner Box | 19.4 |  |  | SolarEdge | BAT-10K1P | 2 | SolarEdge | SE10000H-AUS3MBX14 | SolarEdge | 2024-12-10
2021-10-22 | HBS3292 | SolarEdge BAT-10K1P (x3) w/ SolarEdge SE10000H-AUS3MBX14 inverter, DC Combiner Box | 29.1 |  |  | SolarEdge | BAT-10K1P | 3 | SolarEdge | SE10000H-AUS3MBX14 | SolarEdge | 2024-12-10
2021-10-22 | HBS3293 | SolarEdge BAT-10K1P (x1) w/ SolarEdge SE5000H-AUL00BNU4 inverter, SolarEdge 'SE Meter' w/ DC Combiner Box | 9.7 |  |  | SolarEdge | BAT-10K1P | 1 | SolarEdge | SE5000H-AUL00BNU4 | SolarEdge | 2024-12-10
2021-10-22 | HBS3294 | SolarEdge BAT-10K1P (x2) w/ SolarEdge SE5000H-AUL00BNU4 inverter, SolarEdge 'SE Meter' w/ DC Combiner Box | 19.4 |  |  | SolarEdge | BAT-10K1P | 2 | SolarEdge | SE5000H-AUL00BNU4 | SolarEdge | 2024-12-10
2021-10-22 | HBS3295 | SolarEdge BAT-10K1P (x1) w/ SolarEdge SE6000H-AUL00BNU4 inverter, SolarEdge 'SE Meter' w/ DC Combiner Box | 9.7 |  |  | SolarEdge | BAT-10K1P | 1 | SolarEdge | SE6000H-AUL00BNU4 | SolarEdge | 2024-12-10
2021-10-22 | HBS3296 | SolarEdge BAT-10K1P (x2) w/ SolarEdge SE6000H-AUL00BNU4 inverter, SolarEdge 'SE Meter' w/ DC Combiner Box | 19.4 |  |  | SolarEdge | BAT-10K1P | 2 | SolarEdge | SE6000H-AUL00BNU4 | SolarEdge | 2024-12-10
2021-10-22 | HBS3297 | SolarEdge BAT-10K1P (x1) w/ SolarEdge SE8250H-AUL00BNU4 inverter, SolarEdge 'SE Meter' w/ DC Combiner Box | 9.7 |  |  | SolarEdge | BAT-10K1P | 1 | SolarEdge | SE8250H-AUL00BNU4 | SolarEdge | 2024-12-10
2021-10-22 | HBS3298 | SolarEdge BAT-10K1P (x2) w/ SolarEdge SE8250H-AUL00BNU4 inverter, SolarEdge 'SE Meter' w/ DC Combiner Box | 19.4 |  |  | SolarEdge | BAT-10K1P | 2 | SolarEdge | SE8250H-AUL00BNU4 | SolarEdge | 2024-12-10
2021-10-22 | HBS3299 | SolarEdge BAT-10K1P (x3) w/ SolarEdge SE8250H-AUL00BNU4 inverter, SolarEdge 'SE Meter' w/ DC Combiner Box | 29.1 |  |  | SolarEdge | BAT-10K1P | 3 | SolarEdge | SE8250H-AUL00BNU4 | SolarEdge | 2024-12-10
2021-10-22 | HBS3300 | SolarEdge BAT-10K1P (x1) w/ SolarEdge SE10000H-AUL00BNU4 inverter, SolarEdge 'SE Meter' w/ DC Combiner Box | 9.7 |  |  | SolarEdge | BAT-10K1P | 1 | SolarEdge | SE10000H-AUL00BNU4 | SolarEdge | 2024-12-10
2021-10-22 | HBS3301 | SolarEdge BAT-10K1P (x2) w/ SolarEdge SE10000H-AUL00BNU4 inverter, SolarEdge 'SE Meter' w/ DC Combiner Box | 19.4 |  |  | SolarEdge | BAT-10K1P | 2 | SolarEdge | SE10000H-AUL00BNU4 | SolarEdge | 2024-12-10
2021-10-22 | HBS3302 | SolarEdge BAT-10K1P (x3) w/ SolarEdge SE10000H-AUL00BNU4 inverter, SolarEdge 'SE Meter' w/ DC Combiner Box | 29.1 |  |  | SolarEdge | BAT-10K1P | 3 | SolarEdge | SE10000H-AUL00BNU4 | SolarEdge | 2024-12-10
2021-10-22 | HBS3303 | SolarEdge BAT-10K1P (x1) w/ SolarEdge SE3000H-AU000BNV4 inverter, SolarEdge 'SE Meter' w/ DC Combiner Box | 9.7 |  |  | SolarEdge | BAT-10K1P | 1 | SolarEdge | SE3000H-AU000BNV4 | SolarEdge | 2024-12-10
2021-10-22 | HBS3304 | SolarEdge BAT-10K1P (x1) w/ SolarEdge SE5000H-AU000BNV4 inverter, SolarEdge 'SE Meter' w/ DC Combiner Box | 9.7 |  |  | SolarEdge | BAT-10K1P | 1 | SolarEdge | SE5000H-AU000BNV4 | SolarEdge | 2024-12-10
2021-10-22 | HBS3305 | SolarEdge BAT-10K1P (x2) w/ SolarEdge SE5000H-AU000BNV4 inverter, SolarEdge 'SE Meter' w/ DC Combiner Box | 19.4 |  |  | SolarEdge | BAT-10K1P | 2 | SolarEdge | SE5000H-AU000BNV4 | SolarEdge | 2024-12-10
2021-10-22 | HBS3306 | SolarEdge BAT-10K1P (x1) w/ SolarEdge SE5K-AUB inverter, SolarEdge 'SE Meter' w/ DC Combiner Box | 9.7 |  |  | SolarEdge | BAT-10K1P | 1 | SolarEdge | SE5K-AUB | SolarEdge | 2024-12-17
2021-10-22 | HBS3307 | SolarEdge BAT-10K1P (x2) w/ SolarEdge SE5K-AUB inverter, SolarEdge 'SE Meter' w/ DC Combiner Box | 19.4 |  |  | SolarEdge | BAT-10K1P | 2 | SolarEdge | SE5K-AUB | SolarEdge | 2024-12-17
2021-10-22 | HBS3308 | SolarEdge BAT-10K1P (x1) w/ SolarEdge SE7K-AUB inverter, SolarEdge 'SE Meter' w/ DC Combiner Box | 9.7 |  |  | SolarEdge | BAT-10K1P | 1 | SolarEdge | SE7K-AUB | SolarEdge | 2024-12-17
2021-10-22 | HBS3309 | SolarEdge BAT-10K1P (x2) w/ SolarEdge SE7K-AUB inverter, SolarEdge 'SE Meter' w/ DC Combiner Box | 19.4 |  |  | SolarEdge | BAT-10K1P | 2 | SolarEdge | SE7K-AUB | SolarEdge | 2024-12-17
2021-10-22 | HBS3310 | SolarEdge BAT-10K1P (x1) w/ SolarEdge SE8.25K-AUB inverter, SolarEdge 'SE Meter' w/ DC Combiner Box | 9.7 |  |  | SolarEdge | BAT-10K1P | 1 | SolarEdge | SE8.25K-AUB | SolarEdge | 2024-12-17
2021-10-22 | HBS3311 | SolarEdge BAT-10K1P (x2) w/ SolarEdge SE8.25K-AUB inverter, SolarEdge 'SE Meter' w/ DC Combiner Box | 19.4 |  |  | SolarEdge | BAT-10K1P | 2 | SolarEdge | SE8.25K-AUB | SolarEdge | 2024-12-17
2021-10-22 | HBS3312 | SolarEdge BAT-10K1P (x3) w/ SolarEdge SE8.25K-AUB inverter, SolarEdge 'SE Meter' w/ DC Combiner Box | 29.1 |  |  | SolarEdge | BAT-10K1P | 3 | SolarEdge | SE8.25K-AUB | SolarEdge | 2024-12-17
2021-10-22 | HBS3313 | SolarEdge BAT-10K1P (x1) w/ SolarEdge SE10K-AUB inverter, SolarEdge 'SE Meter' w/ DC Combiner Box | 9.7 |  |  | SolarEdge | BAT-10K1P | 1 | SolarEdge | SE10K-AUB | SolarEdge | 2024-12-17
2021-10-22 | HBS3314 | SolarEdge BAT-10K1P (x2) w/ SolarEdge SE10K-AUB inverter, SolarEdge 'SE Meter' w/ DC Combiner Box | 19.4 |  |  | SolarEdge | BAT-10K1P | 2 | SolarEdge | SE10K-AUB | SolarEdge | 2024-12-17
2021-10-22 | HBS3315 | SolarEdge BAT-10K1P (x3) w/ SolarEdge SE10K-AUB inverter, SolarEdge 'SE Meter' w/ DC Combiner Box | 29.1 |  |  | SolarEdge | BAT-10K1P | 3 | SolarEdge | SE10K-AUB | SolarEdge | 2024-12-17
2021-10-22 | HBS3326 | LG Energy Solution RESU12 w/ LGES-5048 inverter, GM-1000D 'smart controller' | 11.7 |  |  | LG Energy Solution | RESU12 | 1 | LG Energy Solution | LGES-5048 | LG Energy Solution | 2025-06-17
2021-10-22 | HBS3330 | LG Energy Solution RESU12 w/ LGES-5048 inverter, GM-3000 'smart controller' | 11.7 |  |  | LG Energy Solution | RESU12 | 1 | LG Energy Solution | LGES-5048 | LG Energy Solution | 2025-06-17
2021-11-04 | HBS3344 | LG Energy Solution RESU12 (x2) w/ LGES-5048 inverter, GM-1000D 'smart controller' | 23.4 |  |  | LG Energy Solution | RESU12 | 2 | LG Energy Solution | LGES-5048 | LG Energy Solution | 2025-06-17
2021-11-04 | HBS3348 | LG Energy Solution RESU12 (x2) w/ LGES-5048 inverter, GM-3000 'smart controller' | 23.4 |  |  | LG Energy Solution | RESU12 | 2 | LG Energy Solution | LGES-5048 | LG Energy Solution | 2025-06-17
2021-12-16 | HBS3351 | UZ Energy L051100-A (x2) w/ GW3600S-BP inverter | 10.2 |  |  | UZ Energy | L051100-A | 2 | GoodWe | GW3600S-BP | UZ Energy | 2025-03-02
2021-12-16 | HBS3352 | UZ Energy L051100-A (x2) w/ GW5000S-BP inverter | 10.2 |  |  | UZ Energy | L051100-A | 2 | GoodWe | GW5000S-BP | UZ Energy | 2025-03-02
2021-12-16 | HBS3357 | Growatt ARK 7.6XH-A1 (x1) w/ Shenzhen Growatt New Energy Co Ltd MIN 2500TL-XH Eastron SDM-120 CT-MV | 6.91 |  |  | Growatt | ARK 7.6XH-A1 | 1 | Shenzhen Growatt New Energy Co Ltd | MIN 2500TL-XH | Growatt | 2025-01-08
2021-12-16 | HBS3358 | Growatt ARK 10.2XH-A1 (x1) w/ Shenzhen Growatt New Energy Co Ltd MIN 2500TL-XH Eastron SDM-120 CT-MV | 9.22 |  |  | Growatt | ARK 10.2XH-A1 | 1 | Shenzhen Growatt New Energy Co Ltd | MIN 2500TL-XH | Growatt | 2025-01-08
2021-12-16 | HBS3359 | Growatt ARK 12.8XH-A1 (x1) w/ Shenzhen Growatt New Energy Co Ltd MIN 2500TL-XH Eastron SDM-120 CT-MV | 11.25 |  |  | Growatt | ARK 12.8XH-A1 | 1 | Shenzhen Growatt New Energy Co Ltd | MIN 2500TL-XH | Growatt | 2025-01-08
2021-12-16 | HBS3360 | Growatt ARK 15.3XH-A1 (x1) w/ Shenzhen Growatt New Energy Co Ltd MIN 2500TL-XH Eastron SDM-120 CT-MV | 13.5 |  |  | Growatt | ARK 15.3XH-A1 | 1 | Shenzhen Growatt New Energy Co Ltd | MIN 2500TL-XH | Growatt | 2025-01-08
2021-12-16 | HBS3361 | Growatt ARK 17.9XH-A1 (x1) w/ Shenzhen Growatt New Energy Co Ltd MIN 2500TL-XH Eastron SDM-120 CT-MV | 16.13 |  |  | Growatt | ARK 17.9XH-A1 | 1 | Shenzhen Growatt New Energy Co Ltd | MIN 2500TL-XH | Growatt | 2025-01-08
2021-12-16 | HBS3363 | Growatt ARK 7.6XH-A1 (x1) w/ Shenzhen Growatt New Energy Co Ltd MIN 3000TL-XH Eastron SDM-120 CT-MV | 6.91 |  |  | Growatt | ARK 7.6XH-A1 | 1 | Shenzhen Growatt New Energy Co Ltd | MIN 3000TL-XH | Growatt | 2025-01-08
2021-12-16 | HBS3364 | Growatt ARK 10.2XH-A1 (x1) w/ Shenzhen Growatt New Energy Co Ltd MIN 3000TL-XH Eastron SDM-120 CT-MV | 9.22 |  |  | Growatt | ARK 10.2XH-A1 | 1 | Shenzhen Growatt New Energy Co Ltd | MIN 3000TL-XH | Growatt | 2025-01-08
2021-12-16 | HBS3365 | Growatt ARK 12.8XH-A1 (x1) w/ Shenzhen Growatt New Energy Co Ltd MIN 3000TL-XH Eastron SDM-120 CT-MV | 11.25 |  |  | Growatt | ARK 12.8XH-A1 | 1 | Shenzhen Growatt New Energy Co Ltd | MIN 3000TL-XH | Growatt | 2025-01-08
2021-12-16 | HBS3366 | Growatt ARK 15.3XH-A1 (x1) w/ Shenzhen Growatt New Energy Co Ltd MIN 3000TL-XH Eastron SDM-120 CT-MV | 13.5 |  |  | Growatt | ARK 15.3XH-A1 | 1 | Shenzhen Growatt New Energy Co Ltd | MIN 3000TL-XH | Growatt | 2025-01-08
2021-12-16 | HBS3367 | Growatt ARK 17.9XH-A1 (x1) w/ Shenzhen Growatt New Energy Co Ltd MIN 3000TL-XH Eastron SDM-120 CT-MV | 16.13 |  |  | Growatt | ARK 17.9XH-A1 | 1 | Shenzhen Growatt New Energy Co Ltd | MIN 3000TL-XH | Growatt | 2025-01-08
2021-12-16 | HBS3369 | Growatt ARK 7.6XH-A1 (x1) w/ Shenzhen Growatt New Energy Co Ltd MIN 3600TL-XH Eastron SDM-120 CT-MV | 6.91 |  |  | Growatt | ARK 7.6XH-A1 | 1 | Shenzhen Growatt New Energy Co Ltd | MIN 3600TL-XH | Growatt | 2025-01-08
2021-12-16 | HBS3370 | Growatt ARK 10.2XH-A1 (x1) w/ Shenzhen Growatt New Energy Co Ltd MIN 3600TL-XH Eastron SDM-120 CT-MV | 9.22 |  |  | Growatt | ARK 10.2XH-A1 | 1 | Shenzhen Growatt New Energy Co Ltd | MIN 3600TL-XH | Growatt | 2025-01-08
2021-12-16 | HBS3371 | Growatt ARK 12.8XH-A1 (x1) w/ Shenzhen Growatt New Energy Co Ltd MIN 3600TL-XH Eastron SDM-120 CT-MV | 11.25 |  |  | Growatt | ARK 12.8XH-A1 | 1 | Shenzhen Growatt New Energy Co Ltd | MIN 3600TL-XH | Growatt | 2025-01-08
2021-12-16 | HBS3372 | Growatt ARK 15.3XH-A1 (x1) w/ Shenzhen Growatt New Energy Co Ltd MIN 3600TL-XH Eastron SDM-120 CT-MV | 13.5 |  |  | Growatt | ARK 15.3XH-A1 | 1 | Shenzhen Growatt New Energy Co Ltd | MIN 3600TL-XH | Growatt | 2025-01-08
2021-12-16 | HBS3373 | Growatt ARK 17.9XH-A1 (x1) w/ Shenzhen Growatt New Energy Co Ltd MIN 3600TL-XH Eastron SDM-120 CT-MV | 16.13 |  |  | Growatt | ARK 17.9XH-A1 | 1 | Shenzhen Growatt New Energy Co Ltd | MIN 3600TL-XH | Growatt | 2025-01-08
2021-12-16 | HBS3375 | Growatt ARK 7.6XH-A1 (x1) w/ Shenzhen Growatt New Energy Co Ltd MIN 4000TL-XH Eastron SDM-120 CT-MV | 6.91 |  |  | Growatt | ARK 7.6XH-A1 | 1 | Shenzhen Growatt New Energy Co Ltd | MIN 4000TL-XH | Growatt | 2025-01-08
2021-12-16 | HBS3376 | Growatt ARK 10.2XH-A1 (x1) w/ Shenzhen Growatt New Energy Co Ltd MIN 4000TL-XH Eastron SDM-120 CT-MV | 9.22 |  |  | Growatt | ARK 10.2XH-A1 | 1 | Shenzhen Growatt New Energy Co Ltd | MIN 4000TL-XH | Growatt | 2025-01-08
2021-12-16 | HBS3377 | Growatt ARK 12.8XH-A1 (x1) w/ Shenzhen Growatt New Energy Co Ltd MIN 4000TL-XH Eastron SDM-120 CT-MV | 11.25 |  |  | Growatt | ARK 12.8XH-A1 | 1 | Shenzhen Growatt New Energy Co Ltd | MIN 4000TL-XH | Growatt | 2025-01-08
2021-12-16 | HBS3378 | Growatt ARK 15.3XH-A1 (x1) w/ Shenzhen Growatt New Energy Co Ltd MIN 4000TL-XH Eastron SDM-120 CT-MV | 13.5 |  |  | Growatt | ARK 15.3XH-A1 | 1 | Shenzhen Growatt New Energy Co Ltd | MIN 4000TL-XH | Growatt | 2025-01-08
2021-12-16 | HBS3379 | Growatt ARK 17.9XH-A1 (x1) w/ Shenzhen Growatt New Energy Co Ltd MIN 4000TL-XH Eastron SDM-120 CT-MV | 16.13 |  |  | Growatt | ARK 17.9XH-A1 | 1 | Shenzhen Growatt New Energy Co Ltd | MIN 4000TL-XH | Growatt | 2025-01-08
2021-12-16 | HBS3381 | Growatt ARK 7.6XH-A1 (x1) w/ Shenzhen Growatt New Energy Co Ltd MIN 4200TL-XH Eastron SDM-120 CT-MV | 6.91 |  |  | Growatt | ARK 7.6XH-A1 | 1 | Shenzhen Growatt New Energy Co Ltd | MIN 4200TL-XH | Growatt | 2025-01-08
2021-12-16 | HBS3382 | Growatt ARK 10.2XH-A1 (x1) w/ Shenzhen Growatt New Energy Co Ltd MIN 4200TL-XH Eastron SDM-120 CT-MV | 9.22 |  |  | Growatt | ARK 10.2XH-A1 | 1 | Shenzhen Growatt New Energy Co Ltd | MIN 4200TL-XH | Growatt | 2025-01-08
2021-12-16 | HBS3383 | Growatt ARK 12.8XH-A1 (x1) w/ Shenzhen Growatt New Energy Co Ltd MIN 4200TL-XH Eastron SDM-120 CT-MV | 11.25 |  |  | Growatt | ARK 12.8XH-A1 | 1 | Shenzhen Growatt New Energy Co Ltd | MIN 4200TL-XH | Growatt | 2025-01-08
2021-12-16 | HBS3384 | Growatt ARK 15.3XH-A1 (x1) w/ Shenzhen Growatt New Energy Co Ltd MIN 4200TL-XH Eastron SDM-120 CT-MV | 13.5 |  |  | Growatt | ARK 15.3XH-A1 | 1 | Shenzhen Growatt New Energy Co Ltd | MIN 4200TL-XH | Growatt | 2025-01-08
2021-12-16 | HBS3385 | Growatt ARK 17.9XH-A1 (x1) w/ Shenzhen Growatt New Energy Co Ltd MIN 4200TL-XH Eastron SDM-120 CT-MV | 16.13 |  |  | Growatt | ARK 17.9XH-A1 | 1 | Shenzhen Growatt New Energy Co Ltd | MIN 4200TL-XH | Growatt | 2025-01-08
2021-12-16 | HBS3387 | Growatt ARK 7.6XH-A1 (x1) w/ Shenzhen Growatt New Energy Co Ltd MIN 4600TL-XH Eastron SDM-120 CT-MV | 6.91 |  |  | Growatt | ARK 7.6XH-A1 | 1 | Shenzhen Growatt New Energy Co Ltd | MIN 4600TL-XH | Growatt | 2025-01-08
2021-12-16 | HBS3388 | Growatt ARK 10.2XH-A1 (x1) w/ Shenzhen Growatt New Energy Co Ltd MIN 4600TL-XH Eastron SDM-120 CT-MV | 9.22 |  |  | Growatt | ARK 10.2XH-A1 | 1 | Shenzhen Growatt New Energy Co Ltd | MIN 4600TL-XH | Growatt | 2025-01-08
2021-12-16 | HBS3389 | Growatt ARK 12.8XH-A1 (x1) w/ Shenzhen Growatt New Energy Co Ltd MIN 4600TL-XH Eastron SDM-120 CT-MV | 11.25 |  |  | Growatt | ARK 12.8XH-A1 | 1 | Shenzhen Growatt New Energy Co Ltd | MIN 4600TL-XH | Growatt | 2025-01-08
2021-12-16 | HBS3390 | Growatt ARK 15.3XH-A1 (x1) w/ Shenzhen Growatt New Energy Co Ltd MIN 4600TL-XH Eastron SDM-120 CT-MV | 13.5 |  |  | Growatt | ARK 15.3XH-A1 | 1 | Shenzhen Growatt New Energy Co Ltd | MIN 4600TL-XH | Growatt | 2025-01-08
2021-12-16 | HBS3391 | Growatt ARK 17.9XH-A1 (x1) w/ Shenzhen Growatt New Energy Co Ltd MIN 4600TL-XH Eastron SDM-120 CT-MV | 16.13 |  |  | Growatt | ARK 17.9XH-A1 | 1 | Shenzhen Growatt New Energy Co Ltd | MIN 4600TL-XH | Growatt | 2025-01-08
2021-12-16 | HBS3393 | Growatt ARK 7.6XH-A1 (x1) w/ Shenzhen Growatt New Energy Co Ltd MIN 5000TL-XH Eastron SDM-120 CT-MV | 6.91 |  |  | Growatt | ARK 7.6XH-A1 | 1 | Shenzhen Growatt New Energy Co Ltd | MIN 5000TL-XH | Growatt | 2025-01-08
2021-12-16 | HBS3394 | Growatt ARK 10.2XH-A1 (x1) w/ Shenzhen Growatt New Energy Co Ltd MIN 5000TL-XH Eastron SDM-120 CT-MV | 9.22 |  |  | Growatt | ARK 10.2XH-A1 | 1 | Shenzhen Growatt New Energy Co Ltd | MIN 5000TL-XH | Growatt | 2025-01-08
2021-12-16 | HBS3395 | Growatt ARK 12.8XH-A1 (x1) w/ Shenzhen Growatt New Energy Co Ltd MIN 5000TL-XH Eastron SDM-120 CT-MV | 11.25 |  |  | Growatt | ARK 12.8XH-A1 | 1 | Shenzhen Growatt New Energy Co Ltd | MIN 5000TL-XH | Growatt | 2025-01-08
2021-12-16 | HBS3396 | Growatt ARK 15.3XH-A1 (x1) w/ Shenzhen Growatt New Energy Co Ltd MIN 5000TL-XH Eastron SDM-120 CT-MV | 13.5 |  |  | Growatt | ARK 15.3XH-A1 | 1 | Shenzhen Growatt New Energy Co Ltd | MIN 5000TL-XH | Growatt | 2025-01-08
2021-12-16 | HBS3397 | Growatt ARK 17.9XH-A1 (x1) w/ Shenzhen Growatt New Energy Co Ltd MIN 5000TL-XH Eastron SDM-120 CT-MV | 16.13 |  |  | Growatt | ARK 17.9XH-A1 | 1 | Shenzhen Growatt New Energy Co Ltd | MIN 5000TL-XH | Growatt | 2025-01-08
2021-12-16 | HBS3399 | Growatt ARK 7.6XH-A1 (x1) w/ Shenzhen Growatt New Energy Co Ltd MIN 6000TL-XH Eastron SDM-120 CT-MV | 6.91 |  |  | Growatt | ARK 7.6XH-A1 | 1 | Shenzhen Growatt New Energy Co Ltd | MIN 6000TL-XH | Growatt | 2025-01-08
2021-12-16 | HBS3400 | Growatt ARK 10.2XH-A1 (x1) w/ Shenzhen Growatt New Energy Co Ltd MIN 6000TL-XH Eastron SDM-120 CT-MV | 9.22 |  |  | Growatt | ARK 10.2XH-A1 | 1 | Shenzhen Growatt New Energy Co Ltd | MIN 6000TL-XH | Growatt | 2025-01-08
2021-12-16 | HBS3401 | Growatt ARK 12.8XH-A1 (x1) w/ Shenzhen Growatt New Energy Co Ltd MIN 6000TL-XH Eastron SDM-120 CT-MV | 11.25 |  |  | Growatt | ARK 12.8XH-A1 | 1 | Shenzhen Growatt New Energy Co Ltd | MIN 6000TL-XH | Growatt | 2025-01-08
2021-12-16 | HBS3402 | Growatt ARK 15.3XH-A1 (x1) w/ Shenzhen Growatt New Energy Co Ltd MIN 6000TL-XH Eastron SDM-120 CT-MV | 13.5 |  |  | Growatt | ARK 15.3XH-A1 | 1 | Shenzhen Growatt New Energy Co Ltd | MIN 6000TL-XH | Growatt | 2025-01-08
2021-12-16 | HBS3403 | Growatt ARK 17.9XH-A1 (x1) w/ Shenzhen Growatt New Energy Co Ltd MIN 6000TL-XH Eastron SDM-120 CT-MV | 16.13 |  |  | Growatt | ARK 17.9XH-A1 | 1 | Shenzhen Growatt New Energy Co Ltd | MIN 6000TL-XH | Growatt | 2025-01-08
2021-12-16 | HBS3405 | Growatt ARK 7.6XH-A1 (x1) w/ Shenzhen Growatt New Energy Co Ltd MIN 2500TL-XH Eastron SDM-630MCT | 6.91 |  |  | Growatt | ARK 7.6XH-A1 | 1 | Shenzhen Growatt New Energy Co Ltd | MIN 2500TL-XH | Growatt | 2025-01-08
2021-12-16 | HBS3406 | Growatt ARK 10.2XH-A1 (x1) w/ Shenzhen Growatt New Energy Co Ltd MIN 2500TL-XH Eastron SDM-630MCT | 9.22 |  |  | Growatt | ARK 10.2XH-A1 | 1 | Shenzhen Growatt New Energy Co Ltd | MIN 2500TL-XH | Growatt | 2025-01-08
2021-12-16 | HBS3407 | Growatt ARK 12.8XH-A1 (x1) w/ Shenzhen Growatt New Energy Co Ltd MIN 2500TL-XH Eastron SDM-630MCT | 11.25 |  |  | Growatt | ARK 12.8XH-A1 | 1 | Shenzhen Growatt New Energy Co Ltd | MIN 2500TL-XH | Growatt | 2025-01-08
2021-12-16 | HBS3408 | Growatt ARK 15.3XH-A1 (x1) w/ Shenzhen Growatt New Energy Co Ltd MIN 2500TL-XH Eastron SDM-630MCT | 13.5 |  |  | Growatt | ARK 15.3XH-A1 | 1 | Shenzhen Growatt New Energy Co Ltd | MIN 2500TL-XH | Growatt | 2025-01-08
2021-12-16 | HBS3409 | Growatt ARK 17.9XH-A1 (x1) w/ Shenzhen Growatt New Energy Co Ltd MIN 2500TL-XH Eastron SDM-630MCT | 16.13 |  |  | Growatt | ARK 17.9XH-A1 | 1 | Shenzhen Growatt New Energy Co Ltd | MIN 2500TL-XH | Growatt | 2025-01-08
2021-12-16 | HBS3411 | Growatt ARK 7.6XH-A1 (x1) w/ Shenzhen Growatt New Energy Co Ltd MIN 3000TL-XH Eastron SDM-630MCT | 6.91 |  |  | Growatt | ARK 7.6XH-A1 | 1 | Shenzhen Growatt New Energy Co Ltd | MIN 3000TL-XH | Growatt | 2025-01-08
2021-12-16 | HBS3412 | Growatt ARK 10.2XH-A1 (x1) w/ Shenzhen Growatt New Energy Co Ltd MIN 3000TL-XH Eastron SDM-630MCT | 9.22 |  |  | Growatt | ARK 10.2XH-A1 | 1 | Shenzhen Growatt New Energy Co Ltd | MIN 3000TL-XH | Growatt | 2025-01-08
2021-12-16 | HBS3413 | Growatt ARK 12.8XH-A1 (x1) w/ Shenzhen Growatt New Energy Co Ltd MIN 3000TL-XH Eastron SDM-630MCT | 11.25 |  |  | Growatt | ARK 12.8XH-A1 | 1 | Shenzhen Growatt New Energy Co Ltd | MIN 3000TL-XH | Growatt | 2025-01-08
2021-12-16 | HBS3414 | Growatt ARK 15.3XH-A1 (x1) w/ Shenzhen Growatt New Energy Co Ltd MIN 3000TL-XH Eastron SDM-630MCT | 13.5 |  |  | Growatt | ARK 15.3XH-A1 | 1 | Shenzhen Growatt New Energy Co Ltd | MIN 3000TL-XH | Growatt | 2025-01-08
2021-12-16 | HBS3415 | Growatt ARK 17.9XH-A1 (x1) w/ Shenzhen Growatt New Energy Co Ltd MIN 3000TL-XH Eastron SDM-630MCT | 16.13 |  |  | Growatt | ARK 17.9XH-A1 | 1 | Shenzhen Growatt New Energy Co Ltd | MIN 3000TL-XH | Growatt | 2025-01-08
2021-12-16 | HBS3417 | Growatt ARK 7.6XH-A1 (x1) w/ Shenzhen Growatt New Energy Co Ltd MIN 3600TL-XH Eastron SDM-630MCT | 6.91 |  |  | Growatt | ARK 7.6XH-A1 | 1 | Shenzhen Growatt New Energy Co Ltd | MIN 3600TL-XH | Growatt | 2025-01-08
2021-12-16 | HBS3418 | Growatt ARK 10.2XH-A1 (x1) w/ Shenzhen Growatt New Energy Co Ltd MIN 3600TL-XH Eastron SDM-630MCT | 9.22 |  |  | Growatt | ARK 10.2XH-A1 | 1 | Shenzhen Growatt New Energy Co Ltd | MIN 3600TL-XH | Growatt | 2025-01-08
2021-12-16 | HBS3419 | Growatt ARK 12.8XH-A1 (x1) w/ Shenzhen Growatt New Energy Co Ltd MIN 3600TL-XH Eastron SDM-630MCT | 11.25 |  |  | Growatt | ARK 12.8XH-A1 | 1 | Shenzhen Growatt New Energy Co Ltd | MIN 3600TL-XH | Growatt | 2025-01-08
2021-12-16 | HBS3420 | Growatt ARK 15.3XH-A1 (x1) w/ Shenzhen Growatt New Energy Co Ltd MIN 3600TL-XH Eastron SDM-630MCT | 13.5 |  |  | Growatt | ARK 15.3XH-A1 | 1 | Shenzhen Growatt New Energy Co Ltd | MIN 3600TL-XH | Growatt | 2025-01-08
2021-12-16 | HBS3421 | Growatt ARK 17.9XH-A1 (x1) w/ Shenzhen Growatt New Energy Co Ltd MIN 3600TL-XH Eastron SDM-630MCT | 16.13 |  |  | Growatt | ARK 17.9XH-A1 | 1 | Shenzhen Growatt New Energy Co Ltd | MIN 3600TL-XH | Growatt | 2025-01-08
2021-12-16 | HBS3423 | Growatt ARK 7.6XH-A1 (x1) w/ Shenzhen Growatt New Energy Co Ltd MIN 4000TL-XH Eastron SDM-630MCT | 6.91 |  |  | Growatt | ARK 7.6XH-A1 | 1 | Shenzhen Growatt New Energy Co Ltd | MIN 4000TL-XH | Growatt | 2025-01-08
2021-12-16 | HBS3424 | Growatt ARK 10.2XH-A1 (x1) w/ Shenzhen Growatt New Energy Co Ltd MIN 4000TL-XH Eastron SDM-630MCT | 9.22 |  |  | Growatt | ARK 10.2XH-A1 | 1 | Shenzhen Growatt New Energy Co Ltd | MIN 4000TL-XH | Growatt | 2025-01-08
2021-12-16 | HBS3425 | Growatt ARK 12.8XH-A1 (x1) w/ Shenzhen Growatt New Energy Co Ltd MIN 4000TL-XH Eastron SDM-630MCT | 11.25 |  |  | Growatt | ARK 12.8XH-A1 | 1 | Shenzhen Growatt New Energy Co Ltd | MIN 4000TL-XH | Growatt | 2025-01-08
2021-12-16 | HBS3426 | Growatt ARK 15.3XH-A1 (x1) w/ Shenzhen Growatt New Energy Co Ltd MIN 4000TL-XH Eastron SDM-630MCT | 13.5 |  |  | Growatt | ARK 15.3XH-A1 | 1 | Shenzhen Growatt New Energy Co Ltd | MIN 4000TL-XH | Growatt | 2025-01-08
2021-12-16 | HBS3427 | Growatt ARK 17.9XH-A1 (x1) w/ Shenzhen Growatt New Energy Co Ltd MIN 4000TL-XH Eastron SDM-630MCT | 16.13 |  |  | Growatt | ARK 17.9XH-A1 | 1 | Shenzhen Growatt New Energy Co Ltd | MIN 4000TL-XH | Growatt | 2025-01-08
2021-12-16 | HBS3429 | Growatt ARK 7.6XH-A1 (x1) w/ Shenzhen Growatt New Energy Co Ltd MIN 4200TL-XH Eastron SDM-630MCT | 6.91 |  |  | Growatt | ARK 7.6XH-A1 | 1 | Shenzhen Growatt New Energy Co Ltd | MIN 4200TL-XH | Growatt | 2025-01-08
2021-12-16 | HBS3430 | Growatt ARK 10.2XH-A1 (x1) w/ Shenzhen Growatt New Energy Co Ltd MIN 4200TL-XH Eastron SDM-630MCT | 9.22 |  |  | Growatt | ARK 10.2XH-A1 | 1 | Shenzhen Growatt New Energy Co Ltd | MIN 4200TL-XH | Growatt | 2025-01-08
2021-12-16 | HBS3431 | Growatt ARK 12.8XH-A1 (x1) w/ Shenzhen Growatt New Energy Co Ltd MIN 4200TL-XH Eastron SDM-630MCT | 11.25 |  |  | Growatt | ARK 12.8XH-A1 | 1 | Shenzhen Growatt New Energy Co Ltd | MIN 4200TL-XH | Growatt | 2025-01-08
2021-12-16 | HBS3432 | Growatt ARK 15.3XH-A1 (x1) w/ Shenzhen Growatt New Energy Co Ltd MIN 4200TL-XH Eastron SDM-630MCT | 13.5 |  |  | Growatt | ARK 15.3XH-A1 | 1 | Shenzhen Growatt New Energy Co Ltd | MIN 4200TL-XH | Growatt | 2025-01-08
2021-12-16 | HBS3433 | Growatt ARK 17.9XH-A1 (x1) w/ Shenzhen Growatt New Energy Co Ltd MIN 4200TL-XH Eastron SDM-630MCT | 16.13 |  |  | Growatt | ARK 17.9XH-A1 | 1 | Shenzhen Growatt New Energy Co Ltd | MIN 4200TL-XH | Growatt | 2025-01-08
2021-12-16 | HBS3435 | Growatt ARK 7.6XH-A1 (x1) w/ Shenzhen Growatt New Energy Co Ltd MIN 4600TL-XH Eastron SDM-630MCT | 6.91 |  |  | Growatt | ARK 7.6XH-A1 | 1 | Shenzhen Growatt New Energy Co Ltd | MIN 4600TL-XH | Growatt | 2025-01-08
2021-12-16 | HBS3436 | Growatt ARK 10.2XH-A1 (x1) w/ Shenzhen Growatt New Energy Co Ltd MIN 4600TL-XH Eastron SDM-630MCT | 9.22 |  |  | Growatt | ARK 10.2XH-A1 | 1 | Shenzhen Growatt New Energy Co Ltd | MIN 4600TL-XH | Growatt | 2025-01-08
2021-12-16 | HBS3437 | Growatt ARK 12.8XH-A1 (x1) w/ Shenzhen Growatt New Energy Co Ltd MIN 4600TL-XH Eastron SDM-630MCT | 11.25 |  |  | Growatt | ARK 12.8XH-A1 | 1 | Shenzhen Growatt New Energy Co Ltd | MIN 4600TL-XH | Growatt | 2025-01-08
2021-12-16 | HBS3438 | Growatt ARK 15.3XH-A1 (x1) w/ Shenzhen Growatt New Energy Co Ltd MIN 4600TL-XH Eastron SDM-630MCT | 13.5 |  |  | Growatt | ARK 15.3XH-A1 | 1 | Shenzhen Growatt New Energy Co Ltd | MIN 4600TL-XH | Growatt | 2025-01-08
2021-12-16 | HBS3439 | Growatt ARK 17.9XH-A1 (x1) w/ Shenzhen Growatt New Energy Co Ltd MIN 4600TL-XH Eastron SDM-630MCT | 16.13 |  |  | Growatt | ARK 17.9XH-A1 | 1 | Shenzhen Growatt New Energy Co Ltd | MIN 4600TL-XH | Growatt | 2025-01-08
2021-12-16 | HBS3441 | Growatt ARK 7.6XH-A1 (x1) w/ Shenzhen Growatt New Energy Co Ltd MIN 5000TL-XH Eastron SDM-630MCT | 6.91 |  |  | Growatt | ARK 7.6XH-A1 | 1 | Shenzhen Growatt New Energy Co Ltd | MIN 5000TL-XH | Growatt | 2025-01-08
2021-12-16 | HBS3442 | Growatt ARK 10.2XH-A1 (x1) w/ Shenzhen Growatt New Energy Co Ltd MIN 5000TL-XH Eastron SDM-630MCT | 9.22 |  |  | Growatt | ARK 10.2XH-A1 | 1 | Shenzhen Growatt New Energy Co Ltd | MIN 5000TL-XH | Growatt | 2025-01-08
2021-12-16 | HBS3443 | Growatt ARK 12.8XH-A1 (x1) w/ Shenzhen Growatt New Energy Co Ltd MIN 5000TL-XH Eastron SDM-630MCT | 11.25 |  |  | Growatt | ARK 12.8XH-A1 | 1 | Shenzhen Growatt New Energy Co Ltd | MIN 5000TL-XH | Growatt | 2025-01-08
2021-12-16 | HBS3444 | Growatt ARK 15.3XH-A1 (x1) w/ Shenzhen Growatt New Energy Co Ltd MIN 5000TL-XH Eastron SDM-630MCT | 13.5 |  |  | Growatt | ARK 15.3XH-A1 | 1 | Shenzhen Growatt New Energy Co Ltd | MIN 5000TL-XH | Growatt | 2025-01-08
2021-12-16 | HBS3445 | Growatt ARK 17.9XH-A1 (x1) w/ Shenzhen Growatt New Energy Co Ltd MIN 5000TL-XH Eastron SDM-630MCT | 16.13 |  |  | Growatt | ARK 17.9XH-A1 | 1 | Shenzhen Growatt New Energy Co Ltd | MIN 5000TL-XH | Growatt | 2025-01-08
2021-12-16 | HBS3447 | Growatt ARK 7.6XH-A1 (x1) w/ Shenzhen Growatt New Energy Co Ltd MIN 6000TL-XH Eastron SDM-630MCT | 6.91 |  |  | Growatt | ARK 7.6XH-A1 | 1 | Shenzhen Growatt New Energy Co Ltd | MIN 6000TL-XH | Growatt | 2025-01-08
2021-12-16 | HBS3448 | Growatt ARK 10.2XH-A1 (x1) w/ Shenzhen Growatt New Energy Co Ltd MIN 6000TL-XH Eastron SDM-630MCT | 9.22 |  |  | Growatt | ARK 10.2XH-A1 | 1 | Shenzhen Growatt New Energy Co Ltd | MIN 6000TL-XH | Growatt | 2025-01-08
2021-12-16 | HBS3449 | Growatt ARK 12.8XH-A1 (x1) w/ Shenzhen Growatt New Energy Co Ltd MIN 6000TL-XH Eastron SDM-630MCT | 11.25 |  |  | Growatt | ARK 12.8XH-A1 | 1 | Shenzhen Growatt New Energy Co Ltd | MIN 6000TL-XH | Growatt | 2025-01-08
2021-12-16 | HBS3450 | Growatt ARK 15.3XH-A1 (x1) w/ Shenzhen Growatt New Energy Co Ltd MIN 6000TL-XH Eastron SDM-630MCT | 13.5 |  |  | Growatt | ARK 15.3XH-A1 | 1 | Shenzhen Growatt New Energy Co Ltd | MIN 6000TL-XH | Growatt | 2025-01-08
2021-12-16 | HBS3451 | Growatt ARK 17.9XH-A1 (x1) w/ Shenzhen Growatt New Energy Co Ltd MIN 6000TL-XH Eastron SDM-630MCT | 16.13 |  |  | Growatt | ARK 17.9XH-A1 | 1 | Shenzhen Growatt New Energy Co Ltd | MIN 6000TL-XH | Growatt | 2025-01-08
2022-01-21 | HBS3452 | Q Cells Q.SAVE B6.8S (x1) w/ Q.VOLT A5S inverter, Droplet 'smart controller' | 6.51 |  |  | Q Cells | Q.SAVE B6.8S | 1 | Q Cells | Q.VOLT A5S | Q Cells | 2025-01-06
2022-01-21 | HBS3453 | Q Cells Q.SAVE B6.8S (x2) w/ Q.VOLT A5S inverter, Droplet 'smart controller' | 13.02 |  |  | Q Cells | Q.SAVE B6.8S | 2 | Q Cells | Q.VOLT A5S | Q Cells | 2025-01-06
2022-01-21 | HBS3454 | Q Cells Q.SAVE B6.8S (x3) w/ Q.VOLT A5S inverter, Droplet 'smart controller' | 19.53 |  |  | Q Cells | Q.SAVE B6.8S | 3 | Q Cells | Q.VOLT A5S | Q Cells | 2025-01-06
2022-01-21 | HBS3455 | Q Cells Q.SAVE B6.8S (x1) w/ Q.VOLT H5S inverter, Droplet 'smart controller' | 6.51 |  |  | Q Cells | Q.SAVE B6.8S | 1 | Q Cells | Q.VOLT H5S | Q Cells | 2024-12-22
2022-01-21 | HBS3456 | Q Cells Q.SAVE B6.8S (x2) w/ Q.VOLT H5S inverter, Droplet 'smart controller' | 13.02 |  |  | Q Cells | Q.SAVE B6.8S | 2 | Q Cells | Q.VOLT H5S | Q Cells | 2024-12-22
2022-01-21 | HBS3457 | Q Cells Q.SAVE B6.8S (x3) w/ Q.VOLT H5S inverter, Droplet 'smart controller' | 19.53 |  |  | Q Cells | Q.SAVE B6.8S | 3 | Q Cells | Q.VOLT H5S | Q Cells | 2024-12-22
2022-01-21 | HBS3460 | Growatt ARK 7.6L-A1 (x1) w/ Shenzhen Growatt New Energy Co Ltd Growatt SPH3000 Eastron SDM-120 CT-MV | 6.9 |  |  | Growatt | ARK 7.6L-A1 | 1 | Shenzhen Growatt New Energy Co Ltd | Growatt SPH3000 | Growatt | 2024-08-30
2022-01-21 | HBS3461 | Growatt ARK 10.2L-A1 (x1) w/ Shenzhen Growatt New Energy Co Ltd Growatt SPH3000 Eastron SDM-120 CT-MV | 9.2 |  |  | Growatt | ARK 10.2L-A1 | 1 | Shenzhen Growatt New Energy Co Ltd | Growatt SPH3000 | Growatt | 2024-08-30
2022-01-21 | HBS3462 | Growatt ARK 12.8L-A1 (x1) w/ Shenzhen Growatt New Energy Co Ltd Growatt SPH3000 Eastron SDM-120 CT-MV | 11.5 |  |  | Growatt | ARK 12.8L-A1 | 1 | Shenzhen Growatt New Energy Co Ltd | Growatt SPH3000 | Growatt | 2024-08-30
2022-01-21 | HBS3463 | Growatt ARK 15.3L-A1 (x1) w/ Shenzhen Growatt New Energy Co Ltd Growatt SPH3000 Eastron SDM-120 CT-MV | 13.8 |  |  | Growatt | ARK 15.3L-A1 | 1 | Shenzhen Growatt New Energy Co Ltd | Growatt SPH3000 | Growatt | 2024-08-30
2022-01-21 | HBS3464 | Growatt ARK 17.9L-A1 (x1) w/ Shenzhen Growatt New Energy Co Ltd Growatt SPH3000 Eastron SDM-120 CT-MV | 16.1 |  |  | Growatt | ARK 17.9L-A1 | 1 | Shenzhen Growatt New Energy Co Ltd | Growatt SPH3000 | Growatt | 2024-08-30
2022-01-21 | HBS3465 | Growatt ARK 20.4L-A1 (x1) w/ Shenzhen Growatt New Energy Co Ltd Growatt SPH3000 Eastron SDM-120 CT-MV | 18.3 |  |  | Growatt | ARK 20.4L-A1 | 1 | Shenzhen Growatt New Energy Co Ltd | Growatt SPH3000 | Growatt | 2024-08-30
2022-01-21 | HBS3466 | Growatt ARK 23.0L-A1 (x1) w/ Shenzhen Growatt New Energy Co Ltd Growatt SPH3000 Eastron SDM-120 CT-MV | 20.7 |  |  | Growatt | ARK 23.0L-A1 | 1 | Shenzhen Growatt New Energy Co Ltd | Growatt SPH3000 | Growatt | 2024-08-30
2022-01-21 | HBS3467 | Growatt ARK 25.6L-A1 (x1) w/ Shenzhen Growatt New Energy Co Ltd Growatt SPH3000 Eastron SDM-120 CT-MV | 23 |  |  | Growatt | ARK 25.6L-A1 | 1 | Shenzhen Growatt New Energy Co Ltd | Growatt SPH3000 | Growatt | 2024-08-30
2022-01-21 | HBS3470 | Growatt ARK 7.6L-A1 (x1) w/ Shenzhen Growatt New Energy Co Ltd SPH 3000TL BL-UP Eastron SDM-120 CT-MV | 6.9 |  |  | Growatt | ARK 7.6L-A1 | 1 | Shenzhen Growatt New Energy Co Ltd | SPH 3000TL BL-UP | Growatt | 2027-06-25
2022-01-21 | HBS3471 | Growatt ARK 10.2L-A1 (x1) w/ Shenzhen Growatt New Energy Co Ltd SPH 3000TL BL-UP Eastron SDM-120 CT-MV | 9.2 |  |  | Growatt | ARK 10.2L-A1 | 1 | Shenzhen Growatt New Energy Co Ltd | SPH 3000TL BL-UP | Growatt | 2027-06-25
2022-01-21 | HBS3472 | Growatt ARK 12.8L-A1 (x1) w/ Shenzhen Growatt New Energy Co Ltd SPH 3000TL BL-UP Eastron SDM-120 CT-MV | 11.5 |  |  | Growatt | ARK 12.8L-A1 | 1 | Shenzhen Growatt New Energy Co Ltd | SPH 3000TL BL-UP | Growatt | 2027-06-25
2022-01-21 | HBS3473 | Growatt ARK 15.3L-A1 (x1) w/ Shenzhen Growatt New Energy Co Ltd SPH 3000TL BL-UP Eastron SDM-120 CT-MV | 13.8 |  |  | Growatt | ARK 15.3L-A1 | 1 | Shenzhen Growatt New Energy Co Ltd | SPH 3000TL BL-UP | Growatt | 2027-06-25
2022-01-21 | HBS3474 | Growatt ARK 17.9L-A1 (x1) w/ Shenzhen Growatt New Energy Co Ltd SPH 3000TL BL-UP Eastron SDM-120 CT-MV | 16.1 |  |  | Growatt | ARK 17.9L-A1 | 1 | Shenzhen Growatt New Energy Co Ltd | SPH 3000TL BL-UP | Growatt | 2027-06-25
2022-01-21 | HBS3475 | Growatt ARK 20.4L-A1 (x1) w/ Shenzhen Growatt New Energy Co Ltd SPH 3000TL BL-UP Eastron SDM-120 CT-MV | 18.3 |  |  | Growatt | ARK 20.4L-A1 | 1 | Shenzhen Growatt New Energy Co Ltd | SPH 3000TL BL-UP | Growatt | 2027-06-25
2022-01-21 | HBS3476 | Growatt ARK 23.0L-A1 (x1) w/ Shenzhen Growatt New Energy Co Ltd SPH 3000TL BL-UP Eastron SDM-120 CT-MV | 20.7 |  |  | Growatt | ARK 23.0L-A1 | 1 | Shenzhen Growatt New Energy Co Ltd | SPH 3000TL BL-UP | Growatt | 2027-06-25
2022-01-21 | HBS3477 | Growatt ARK 25.6L-A1 (x1) w/ Shenzhen Growatt New Energy Co Ltd SPH 3000TL BL-UP Eastron SDM-120 CT-MV | 23 |  |  | Growatt | ARK 25.6L-A1 | 1 | Shenzhen Growatt New Energy Co Ltd | SPH 3000TL BL-UP | Growatt | 2027-06-25
2022-01-21 | HBS3480 | Growatt ARK 7.6L-A1 (x1) w/ Shenzhen Growatt New Energy Co Ltd SPH 3600TL BL-UP Eastron SDM-120 CT-MV | 6.9 |  |  | Growatt | ARK 7.6L-A1 | 1 | Shenzhen Growatt New Energy Co Ltd | SPH 3600TL BL-UP | Growatt | 2027-06-25
2022-01-21 | HBS3481 | Growatt ARK 10.2L-A1 (x1) w/ Shenzhen Growatt New Energy Co Ltd SPH 3600TL BL-UP Eastron SDM-120 CT-MV | 9.2 |  |  | Growatt | ARK 10.2L-A1 | 1 | Shenzhen Growatt New Energy Co Ltd | SPH 3600TL BL-UP | Growatt | 2027-06-25
2022-01-21 | HBS3482 | Growatt ARK 12.8L-A1 (x1) w/ Shenzhen Growatt New Energy Co Ltd SPH 3600TL BL-UP Eastron SDM-120 CT-MV | 11.5 |  |  | Growatt | ARK 12.8L-A1 | 1 | Shenzhen Growatt New Energy Co Ltd | SPH 3600TL BL-UP | Growatt | 2027-06-25
2022-01-21 | HBS3483 | Growatt ARK 15.3L-A1 (x1) w/ Shenzhen Growatt New Energy Co Ltd SPH 3600TL BL-UP Eastron SDM-120 CT-MV | 13.8 |  |  | Growatt | ARK 15.3L-A1 | 1 | Shenzhen Growatt New Energy Co Ltd | SPH 3600TL BL-UP | Growatt | 2027-06-25
2022-01-21 | HBS3484 | Growatt ARK 17.9L-A1 (x1) w/ Shenzhen Growatt New Energy Co Ltd SPH 3600TL BL-UP Eastron SDM-120 CT-MV | 16.1 |  |  | Growatt | ARK 17.9L-A1 | 1 | Shenzhen Growatt New Energy Co Ltd | SPH 3600TL BL-UP | Growatt | 2027-06-25
2022-01-21 | HBS3485 | Growatt ARK 20.4L-A1 (x1) w/ Shenzhen Growatt New Energy Co Ltd SPH 3600TL BL-UP Eastron SDM-120 CT-MV | 18.3 |  |  | Growatt | ARK 20.4L-A1 | 1 | Shenzhen Growatt New Energy Co Ltd | SPH 3600TL BL-UP | Growatt | 2027-06-25
2022-01-21 | HBS3486 | Growatt ARK 23.0L-A1 (x1) w/ Shenzhen Growatt New Energy Co Ltd SPH 3600TL BL-UP Eastron SDM-120 CT-MV | 20.7 |  |  | Growatt | ARK 23.0L-A1 | 1 | Shenzhen Growatt New Energy Co Ltd | SPH 3600TL BL-UP | Growatt | 2027-06-25
2022-01-21 | HBS3487 | Growatt ARK 25.6L-A1 (x1) w/ Shenzhen Growatt New Energy Co Ltd SPH 3600TL BL-UP Eastron SDM-120 CT-MV | 23 |  |  | Growatt | ARK 25.6L-A1 | 1 | Shenzhen Growatt New Energy Co Ltd | SPH 3600TL BL-UP | Growatt | 2027-06-25
2022-01-21 | HBS3490 | Growatt ARK 7.6L-A1 (x1) w/ Shenzhen Growatt New Energy Co Ltd Growatt SPH4000 Eastron SDM-120 CT-MV | 6.9 |  |  | Growatt | ARK 7.6L-A1 | 1 | Shenzhen Growatt New Energy Co Ltd | Growatt SPH4000 | Growatt | 2024-08-30
2022-01-21 | HBS3491 | Growatt ARK 10.2L-A1 (x1) w/ Shenzhen Growatt New Energy Co Ltd Growatt SPH4000 Eastron SDM-120 CT-MV | 9.2 |  |  | Growatt | ARK 10.2L-A1 | 1 | Shenzhen Growatt New Energy Co Ltd | Growatt SPH4000 | Growatt | 2024-08-30
2022-01-21 | HBS3492 | Growatt ARK 12.8L-A1 (x1) w/ Shenzhen Growatt New Energy Co Ltd Growatt SPH4000 Eastron SDM-120 CT-MV | 11.5 |  |  | Growatt | ARK 12.8L-A1 | 1 | Shenzhen Growatt New Energy Co Ltd | Growatt SPH4000 | Growatt | 2024-08-30
2022-01-21 | HBS3493 | Growatt ARK 15.3L-A1 (x1) w/ Shenzhen Growatt New Energy Co Ltd Growatt SPH4000 Eastron SDM-120 CT-MV | 13.8 |  |  | Growatt | ARK 15.3L-A1 | 1 | Shenzhen Growatt New Energy Co Ltd | Growatt SPH4000 | Growatt | 2024-08-30
2022-01-21 | HBS3494 | Growatt ARK 17.9L-A1 (x1) w/ Shenzhen Growatt New Energy Co Ltd Growatt SPH4000 Eastron SDM-120 CT-MV | 16.1 |  |  | Growatt | ARK 17.9L-A1 | 1 | Shenzhen Growatt New Energy Co Ltd | Growatt SPH4000 | Growatt | 2024-08-30
2022-01-21 | HBS3495 | Growatt ARK 20.4L-A1 (x1) w/ Shenzhen Growatt New Energy Co Ltd Growatt SPH4000 Eastron SDM-120 CT-MV | 18.3 |  |  | Growatt | ARK 20.4L-A1 | 1 | Shenzhen Growatt New Energy Co Ltd | Growatt SPH4000 | Growatt | 2024-08-30
2022-01-21 | HBS3496 | Growatt ARK 23.0L-A1 (x1) w/ Shenzhen Growatt New Energy Co Ltd Growatt SPH4000 Eastron SDM-120 CT-MV | 20.7 |  |  | Growatt | ARK 23.0L-A1 | 1 | Shenzhen Growatt New Energy Co Ltd | Growatt SPH4000 | Growatt | 2024-08-30
2022-01-21 | HBS3497 | Growatt ARK 25.6L-A1 (x1) w/ Shenzhen Growatt New Energy Co Ltd Growatt SPH4000 Eastron SDM-120 CT-MV | 23 |  |  | Growatt | ARK 25.6L-A1 | 1 | Shenzhen Growatt New Energy Co Ltd | Growatt SPH4000 | Growatt | 2024-08-30
2022-01-21 | HBS3500 | Growatt ARK 7.6L-A1 (x1) w/ Shenzhen Growatt New Energy Co Ltd SPH 4000TL BL-UP Eastron SDM-120 CT-MV | 6.9 |  |  | Growatt | ARK 7.6L-A1 | 1 | Shenzhen Growatt New Energy Co Ltd | SPH 4000TL BL-UP | Growatt | 2027-06-25
2022-01-21 | HBS3501 | Growatt ARK 10.2L-A1 (x1) w/ Shenzhen Growatt New Energy Co Ltd SPH 4000TL BL-UP Eastron SDM-120 CT-MV | 9.2 |  |  | Growatt | ARK 10.2L-A1 | 1 | Shenzhen Growatt New Energy Co Ltd | SPH 4000TL BL-UP | Growatt | 2027-06-25
2022-01-21 | HBS3502 | Growatt ARK 12.8L-A1 (x1) w/ Shenzhen Growatt New Energy Co Ltd SPH 4000TL BL-UP Eastron SDM-120 CT-MV | 11.5 |  |  | Growatt | ARK 12.8L-A1 | 1 | Shenzhen Growatt New Energy Co Ltd | SPH 4000TL BL-UP | Growatt | 2027-06-25
2022-01-21 | HBS3503 | Growatt ARK 15.3L-A1 (x1) w/ Shenzhen Growatt New Energy Co Ltd SPH 4000TL BL-UP Eastron SDM-120 CT-MV | 13.8 |  |  | Growatt | ARK 15.3L-A1 | 1 | Shenzhen Growatt New Energy Co Ltd | SPH 4000TL BL-UP | Growatt | 2027-06-25
2022-01-21 | HBS3504 | Growatt ARK 17.9L-A1 (x1) w/ Shenzhen Growatt New Energy Co Ltd SPH 4000TL BL-UP Eastron SDM-120 CT-MV | 16.1 |  |  | Growatt | ARK 17.9L-A1 | 1 | Shenzhen Growatt New Energy Co Ltd | SPH 4000TL BL-UP | Growatt | 2027-06-25
2022-01-21 | HBS3505 | Growatt ARK 20.4L-A1 (x1) w/ Shenzhen Growatt New Energy Co Ltd SPH 4000TL BL-UP Eastron SDM-120 CT-MV | 18.3 |  |  | Growatt | ARK 20.4L-A1 | 1 | Shenzhen Growatt New Energy Co Ltd | SPH 4000TL BL-UP | Growatt | 2027-06-25
2022-01-21 | HBS3506 | Growatt ARK 23.0L-A1 (x1) w/ Shenzhen Growatt New Energy Co Ltd SPH 4000TL BL-UP Eastron SDM-120 CT-MV | 20.7 |  |  | Growatt | ARK 23.0L-A1 | 1 | Shenzhen Growatt New Energy Co Ltd | SPH 4000TL BL-UP | Growatt | 2027-06-25
2022-01-21 | HBS3507 | Growatt ARK 25.6L-A1 (x1) w/ Shenzhen Growatt New Energy Co Ltd SPH 4000TL BL-UP Eastron SDM-120 CT-MV | 23 |  |  | Growatt | ARK 25.6L-A1 | 1 | Shenzhen Growatt New Energy Co Ltd | SPH 4000TL BL-UP | Growatt | 2027-06-25
2022-01-21 | HBS3510 | Growatt ARK 7.6L-A1 (x1) w/ Shenzhen Growatt New Energy Co Ltd SPH 4600TL BL-UP Eastron SDM-120 CT-MV | 6.9 |  |  | Growatt | ARK 7.6L-A1 | 1 | Shenzhen Growatt New Energy Co Ltd | SPH 4600TL BL-UP | Growatt | 2027-06-25
2022-01-21 | HBS3511 | Growatt ARK 10.2L-A1 (x1) w/ Shenzhen Growatt New Energy Co Ltd SPH 4600TL BL-UP Eastron SDM-120 CT-MV | 9.2 |  |  | Growatt | ARK 10.2L-A1 | 1 | Shenzhen Growatt New Energy Co Ltd | SPH 4600TL BL-UP | Growatt | 2027-06-25
2022-01-21 | HBS3512 | Growatt ARK 12.8L-A1 (x1) w/ Shenzhen Growatt New Energy Co Ltd SPH 4600TL BL-UP Eastron SDM-120 CT-MV | 11.5 |  |  | Growatt | ARK 12.8L-A1 | 1 | Shenzhen Growatt New Energy Co Ltd | SPH 4600TL BL-UP | Growatt | 2027-06-25
2022-01-21 | HBS3513 | Growatt ARK 15.3L-A1 (x1) w/ Shenzhen Growatt New Energy Co Ltd SPH 4600TL BL-UP Eastron SDM-120 CT-MV | 13.8 |  |  | Growatt | ARK 15.3L-A1 | 1 | Shenzhen Growatt New Energy Co Ltd | SPH 4600TL BL-UP | Growatt | 2027-06-25
2022-01-21 | HBS3514 | Growatt ARK 17.9L-A1 (x1) w/ Shenzhen Growatt New Energy Co Ltd SPH 4600TL BL-UP Eastron SDM-120 CT-MV | 16.1 |  |  | Growatt | ARK 17.9L-A1 | 1 | Shenzhen Growatt New Energy Co Ltd | SPH 4600TL BL-UP | Growatt | 2027-06-25
2022-01-21 | HBS3515 | Growatt ARK 20.4L-A1 (x1) w/ Shenzhen Growatt New Energy Co Ltd SPH 4600TL BL-UP Eastron SDM-120 CT-MV | 18.3 |  |  | Growatt | ARK 20.4L-A1 | 1 | Shenzhen Growatt New Energy Co Ltd | SPH 4600TL BL-UP | Growatt | 2027-06-25
2022-01-21 | HBS3516 | Growatt ARK 23.0L-A1 (x1) w/ Shenzhen Growatt New Energy Co Ltd SPH 4600TL BL-UP Eastron SDM-120 CT-MV | 20.7 |  |  | Growatt | ARK 23.0L-A1 | 1 | Shenzhen Growatt New Energy Co Ltd | SPH 4600TL BL-UP | Growatt | 2027-06-25
2022-01-21 | HBS3517 | Growatt ARK 25.6L-A1 (x1) w/ Shenzhen Growatt New Energy Co Ltd SPH 4600TL BL-UP Eastron SDM-120 CT-MV | 23 |  |  | Growatt | ARK 25.6L-A1 | 1 | Shenzhen Growatt New Energy Co Ltd | SPH 4600TL BL-UP | Growatt | 2027-06-25
2022-01-21 | HBS3520 | Growatt ARK 7.6L-A1 (x1) w/ Shenzhen Growatt New Energy Co Ltd Growatt SPH5000 Eastron SDM-120 CT-MV | 6.9 |  |  | Growatt | ARK 7.6L-A1 | 1 | Shenzhen Growatt New Energy Co Ltd | Growatt SPH5000 | Growatt | 2024-08-30
2022-01-21 | HBS3521 | Growatt ARK 10.2L-A1 (x1) w/ Shenzhen Growatt New Energy Co Ltd Growatt SPH5000 Eastron SDM-120 CT-MV | 9.2 |  |  | Growatt | ARK 10.2L-A1 | 1 | Shenzhen Growatt New Energy Co Ltd | Growatt SPH5000 | Growatt | 2024-08-30
2022-01-21 | HBS3522 | Growatt ARK 12.8L-A1 (x1) w/ Shenzhen Growatt New Energy Co Ltd Growatt SPH5000 Eastron SDM-120 CT-MV | 11.5 |  |  | Growatt | ARK 12.8L-A1 | 1 | Shenzhen Growatt New Energy Co Ltd | Growatt SPH5000 | Growatt | 2024-08-30
2022-01-21 | HBS3523 | Growatt ARK 15.3L-A1 (x1) w/ Shenzhen Growatt New Energy Co Ltd Growatt SPH5000 Eastron SDM-120 CT-MV | 13.8 |  |  | Growatt | ARK 15.3L-A1 | 1 | Shenzhen Growatt New Energy Co Ltd | Growatt SPH5000 | Growatt | 2024-08-30
2022-01-21 | HBS3524 | Growatt ARK 17.9L-A1 (x1) w/ Shenzhen Growatt New Energy Co Ltd Growatt SPH5000 Eastron SDM-120 CT-MV | 16.1 |  |  | Growatt | ARK 17.9L-A1 | 1 | Shenzhen Growatt New Energy Co Ltd | Growatt SPH5000 | Growatt | 2024-08-30
2022-01-21 | HBS3525 | Growatt ARK 20.4L-A1 (x1) w/ Shenzhen Growatt New Energy Co Ltd Growatt SPH5000 Eastron SDM-120 CT-MV | 18.3 |  |  | Growatt | ARK 20.4L-A1 | 1 | Shenzhen Growatt New Energy Co Ltd | Growatt SPH5000 | Growatt | 2024-08-30
2022-01-21 | HBS3526 | Growatt ARK 23.0L-A1 (x1) w/ Shenzhen Growatt New Energy Co Ltd Growatt SPH5000 Eastron SDM-120 CT-MV | 20.7 |  |  | Growatt | ARK 23.0L-A1 | 1 | Shenzhen Growatt New Energy Co Ltd | Growatt SPH5000 | Growatt | 2024-08-30
2022-01-21 | HBS3527 | Growatt ARK 25.6L-A1 (x1) w/ Shenzhen Growatt New Energy Co Ltd Growatt SPH5000 Eastron SDM-120 CT-MV | 23 |  |  | Growatt | ARK 25.6L-A1 | 1 | Shenzhen Growatt New Energy Co Ltd | Growatt SPH5000 | Growatt | 2024-08-30
2022-01-21 | HBS3530 | Growatt ARK 7.6L-A1 (x1) w/ Shenzhen Growatt New Energy Co Ltd SPH 5000TL BL-UP Eastron SDM-120 CT-MV | 6.9 |  |  | Growatt | ARK 7.6L-A1 | 1 | Shenzhen Growatt New Energy Co Ltd | SPH 5000TL BL-UP | Growatt | 2027-06-25
2022-01-21 | HBS3531 | Growatt ARK 10.2L-A1 (x1) w/ Shenzhen Growatt New Energy Co Ltd SPH 5000TL BL-UP Eastron SDM-120 CT-MV | 9.2 |  |  | Growatt | ARK 10.2L-A1 | 1 | Shenzhen Growatt New Energy Co Ltd | SPH 5000TL BL-UP | Growatt | 2027-06-25
2022-01-21 | HBS3532 | Growatt ARK 12.8L-A1 (x1) w/ Shenzhen Growatt New Energy Co Ltd SPH 5000TL BL-UP Eastron SDM-120 CT-MV | 11.5 |  |  | Growatt | ARK 12.8L-A1 | 1 | Shenzhen Growatt New Energy Co Ltd | SPH 5000TL BL-UP | Growatt | 2027-06-25
2022-01-21 | HBS3533 | Growatt ARK 15.3L-A1 (x1) w/ Shenzhen Growatt New Energy Co Ltd SPH 5000TL BL-UP Eastron SDM-120 CT-MV | 13.8 |  |  | Growatt | ARK 15.3L-A1 | 1 | Shenzhen Growatt New Energy Co Ltd | SPH 5000TL BL-UP | Growatt | 2027-06-25
2022-01-21 | HBS3534 | Growatt ARK 17.9L-A1 (x1) w/ Shenzhen Growatt New Energy Co Ltd SPH 5000TL BL-UP Eastron SDM-120 CT-MV | 16.1 |  |  | Growatt | ARK 17.9L-A1 | 1 | Shenzhen Growatt New Energy Co Ltd | SPH 5000TL BL-UP | Growatt | 2027-06-25
2022-01-21 | HBS3535 | Growatt ARK 20.4L-A1 (x1) w/ Shenzhen Growatt New Energy Co Ltd SPH 5000TL BL-UP Eastron SDM-120 CT-MV | 18.3 |  |  | Growatt | ARK 20.4L-A1 | 1 | Shenzhen Growatt New Energy Co Ltd | SPH 5000TL BL-UP | Growatt | 2027-06-25
2022-01-21 | HBS3536 | Growatt ARK 23.0L-A1 (x1) w/ Shenzhen Growatt New Energy Co Ltd SPH 5000TL BL-UP Eastron SDM-120 CT-MV | 20.7 |  |  | Growatt | ARK 23.0L-A1 | 1 | Shenzhen Growatt New Energy Co Ltd | SPH 5000TL BL-UP | Growatt | 2027-06-25
2022-01-21 | HBS3537 | Growatt ARK 25.6L-A1 (x1) w/ Shenzhen Growatt New Energy Co Ltd SPH 5000TL BL-UP Eastron SDM-120 CT-MV | 23 |  |  | Growatt | ARK 25.6L-A1 | 1 | Shenzhen Growatt New Energy Co Ltd | SPH 5000TL BL-UP | Growatt | 2027-06-25
2022-01-21 | HBS3540 | Growatt ARK 7.6L-A1 (x1) w/ Shenzhen Growatt New Energy Co Ltd Growatt SPH6000 Eastron SDM-120 CT-MV | 6.9 |  |  | Growatt | ARK 7.6L-A1 | 1 | Shenzhen Growatt New Energy Co Ltd | Growatt SPH6000 | Growatt | 2024-08-30
2022-01-21 | HBS3541 | Growatt ARK 10.2L-A1 (x1) w/ Shenzhen Growatt New Energy Co Ltd Growatt SPH6000 Eastron SDM-120 CT-MV | 9.2 |  |  | Growatt | ARK 10.2L-A1 | 1 | Shenzhen Growatt New Energy Co Ltd | Growatt SPH6000 | Growatt | 2024-08-30
2022-01-21 | HBS3542 | Growatt ARK 12.8L-A1 (x1) w/ Shenzhen Growatt New Energy Co Ltd Growatt SPH6000 Eastron SDM-120 CT-MV | 11.5 |  |  | Growatt | ARK 12.8L-A1 | 1 | Shenzhen Growatt New Energy Co Ltd | Growatt SPH6000 | Growatt | 2024-08-30
2022-01-21 | HBS3543 | Growatt ARK 15.3L-A1 (x1) w/ Shenzhen Growatt New Energy Co Ltd Growatt SPH6000 Eastron SDM-120 CT-MV | 13.8 |  |  | Growatt | ARK 15.3L-A1 | 1 | Shenzhen Growatt New Energy Co Ltd | Growatt SPH6000 | Growatt | 2024-08-30
2022-01-21 | HBS3544 | Growatt ARK 17.9L-A1 (x1) w/ Shenzhen Growatt New Energy Co Ltd Growatt SPH6000 Eastron SDM-120 CT-MV | 16.1 |  |  | Growatt | ARK 17.9L-A1 | 1 | Shenzhen Growatt New Energy Co Ltd | Growatt SPH6000 | Growatt | 2024-08-30
2022-01-21 | HBS3545 | Growatt ARK 20.4L-A1 (x1) w/ Shenzhen Growatt New Energy Co Ltd Growatt SPH6000 Eastron SDM-120 CT-MV | 18.3 |  |  | Growatt | ARK 20.4L-A1 | 1 | Shenzhen Growatt New Energy Co Ltd | Growatt SPH6000 | Growatt | 2024-08-30
2022-01-21 | HBS3546 | Growatt ARK 23.0L-A1 (x1) w/ Shenzhen Growatt New Energy Co Ltd Growatt SPH6000 Eastron SDM-120 CT-MV | 20.7 |  |  | Growatt | ARK 23.0L-A1 | 1 | Shenzhen Growatt New Energy Co Ltd | Growatt SPH6000 | Growatt | 2024-08-30
2022-01-21 | HBS3547 | Growatt ARK 25.6L-A1 (x1) w/ Shenzhen Growatt New Energy Co Ltd Growatt SPH6000 Eastron SDM-120 CT-MV | 23 |  |  | Growatt | ARK 25.6L-A1 | 1 | Shenzhen Growatt New Energy Co Ltd | Growatt SPH6000 | Growatt | 2024-08-30
2022-01-21 | HBS3550 | Growatt ARK 7.6L-A1 (x1) w/ Shenzhen Growatt New Energy Co Ltd SPH 6000TL BL-UP Eastron SDM-120 CT-MV | 6.9 |  |  | Growatt | ARK 7.6L-A1 | 1 | Shenzhen Growatt New Energy Co Ltd | SPH 6000TL BL-UP | Growatt | 2027-06-25
2022-01-21 | HBS3551 | Growatt ARK 10.2L-A1 (x1) w/ Shenzhen Growatt New Energy Co Ltd SPH 6000TL BL-UP Eastron SDM-120 CT-MV | 9.2 |  |  | Growatt | ARK 10.2L-A1 | 1 | Shenzhen Growatt New Energy Co Ltd | SPH 6000TL BL-UP | Growatt | 2027-06-25
2022-01-21 | HBS3552 | Growatt ARK 12.8L-A1 (x1) w/ Shenzhen Growatt New Energy Co Ltd SPH 6000TL BL-UP Eastron SDM-120 CT-MV | 11.5 |  |  | Growatt | ARK 12.8L-A1 | 1 | Shenzhen Growatt New Energy Co Ltd | SPH 6000TL BL-UP | Growatt | 2027-06-25
2022-01-21 | HBS3553 | Growatt ARK 15.3L-A1 (x1) w/ Shenzhen Growatt New Energy Co Ltd SPH 6000TL BL-UP Eastron SDM-120 CT-MV | 13.8 |  |  | Growatt | ARK 15.3L-A1 | 1 | Shenzhen Growatt New Energy Co Ltd | SPH 6000TL BL-UP | Growatt | 2027-06-25
2022-01-21 | HBS3554 | Growatt ARK 17.9L-A1 (x1) w/ Shenzhen Growatt New Energy Co Ltd SPH 6000TL BL-UP Eastron SDM-120 CT-MV | 16.1 |  |  | Growatt | ARK 17.9L-A1 | 1 | Shenzhen Growatt New Energy Co Ltd | SPH 6000TL BL-UP | Growatt | 2027-06-25
2022-01-21 | HBS3555 | Growatt ARK 20.4L-A1 (x1) w/ Shenzhen Growatt New Energy Co Ltd SPH 6000TL BL-UP Eastron SDM-120 CT-MV | 18.3 |  |  | Growatt | ARK 20.4L-A1 | 1 | Shenzhen Growatt New Energy Co Ltd | SPH 6000TL BL-UP | Growatt | 2027-06-25
2022-01-21 | HBS3556 | Growatt ARK 23.0L-A1 (x1) w/ Shenzhen Growatt New Energy Co Ltd SPH 6000TL BL-UP Eastron SDM-120 CT-MV | 20.7 |  |  | Growatt | ARK 23.0L-A1 | 1 | Shenzhen Growatt New Energy Co Ltd | SPH 6000TL BL-UP | Growatt | 2027-06-25
2022-01-21 | HBS3557 | Growatt ARK 25.6L-A1 (x1) w/ Shenzhen Growatt New Energy Co Ltd SPH 6000TL BL-UP Eastron SDM-120 CT-MV | 23 |  |  | Growatt | ARK 25.6L-A1 | 1 | Shenzhen Growatt New Energy Co Ltd | SPH 6000TL BL-UP | Growatt | 2027-06-25
2022-01-21 | HBS3560 | Growatt ARK 7.6L-A1 (x1) w/ Shenzhen Growatt New Energy Co Ltd Growatt SPH3000 Eastron SDM-630MCT | 6.9 |  |  | Growatt | ARK 7.6L-A1 | 1 | Shenzhen Growatt New Energy Co Ltd | Growatt SPH3000 | Growatt | 2024-08-30
2022-01-21 | HBS3561 | Growatt ARK 10.2L-A1 (x1) w/ Shenzhen Growatt New Energy Co Ltd Growatt SPH3000 Eastron SDM-630MCT | 9.2 |  |  | Growatt | ARK 10.2L-A1 | 1 | Shenzhen Growatt New Energy Co Ltd | Growatt SPH3000 | Growatt | 2024-08-30
2022-01-21 | HBS3562 | Growatt ARK 12.8L-A1 (x1) w/ Shenzhen Growatt New Energy Co Ltd Growatt SPH3000 Eastron SDM-630MCT | 11.5 |  |  | Growatt | ARK 12.8L-A1 | 1 | Shenzhen Growatt New Energy Co Ltd | Growatt SPH3000 | Growatt | 2024-08-30
2022-01-21 | HBS3563 | Growatt ARK 15.3L-A1 (x1) w/ Shenzhen Growatt New Energy Co Ltd Growatt SPH3000 Eastron SDM-630MCT | 13.8 |  |  | Growatt | ARK 15.3L-A1 | 1 | Shenzhen Growatt New Energy Co Ltd | Growatt SPH3000 | Growatt | 2024-08-30
2022-01-21 | HBS3564 | Growatt ARK 17.9L-A1 (x1) w/ Shenzhen Growatt New Energy Co Ltd Growatt SPH3000 Eastron SDM-630MCT | 16.1 |  |  | Growatt | ARK 17.9L-A1 | 1 | Shenzhen Growatt New Energy Co Ltd | Growatt SPH3000 | Growatt | 2024-08-30
2022-01-21 | HBS3565 | Growatt ARK 20.4L-A1 (x1) w/ Shenzhen Growatt New Energy Co Ltd Growatt SPH3000 Eastron SDM-630MCT | 18.3 |  |  | Growatt | ARK 20.4L-A1 | 1 | Shenzhen Growatt New Energy Co Ltd | Growatt SPH3000 | Growatt | 2024-08-30
2022-01-21 | HBS3566 | Growatt ARK 23.0L-A1 (x1) w/ Shenzhen Growatt New Energy Co Ltd Growatt SPH3000 Eastron SDM-630MCT | 20.7 |  |  | Growatt | ARK 23.0L-A1 | 1 | Shenzhen Growatt New Energy Co Ltd | Growatt SPH3000 | Growatt | 2024-08-30
2022-01-21 | HBS3567 | Growatt ARK 25.6L-A1 (x1) w/ Shenzhen Growatt New Energy Co Ltd Growatt SPH3000 Eastron SDM-630MCT | 23 |  |  | Growatt | ARK 25.6L-A1 | 1 | Shenzhen Growatt New Energy Co Ltd | Growatt SPH3000 | Growatt | 2024-08-30
2022-01-21 | HBS3570 | Growatt ARK 7.6L-A1 (x1) w/ Shenzhen Growatt New Energy Co Ltd SPH 3000TL BL-UP Eastron SDM-630MCT | 6.9 |  |  | Growatt | ARK 7.6L-A1 | 1 | Shenzhen Growatt New Energy Co Ltd | SPH 3000TL BL-UP | Growatt | 2027-06-25
2022-01-21 | HBS3571 | Growatt ARK 10.2L-A1 (x1) w/ Shenzhen Growatt New Energy Co Ltd SPH 3000TL BL-UP Eastron SDM-630MCT | 9.2 |  |  | Growatt | ARK 10.2L-A1 | 1 | Shenzhen Growatt New Energy Co Ltd | SPH 3000TL BL-UP | Growatt | 2027-06-25
2022-01-21 | HBS3572 | Growatt ARK 12.8L-A1 (x1) w/ Shenzhen Growatt New Energy Co Ltd SPH 3000TL BL-UP Eastron SDM-630MCT | 11.5 |  |  | Growatt | ARK 12.8L-A1 | 1 | Shenzhen Growatt New Energy Co Ltd | SPH 3000TL BL-UP | Growatt | 2027-06-25
2022-01-21 | HBS3573 | Growatt ARK 15.3L-A1 (x1) w/ Shenzhen Growatt New Energy Co Ltd SPH 3000TL BL-UP Eastron SDM-630MCT | 13.8 |  |  | Growatt | ARK 15.3L-A1 | 1 | Shenzhen Growatt New Energy Co Ltd | SPH 3000TL BL-UP | Growatt | 2027-06-25
2022-01-21 | HBS3574 | Growatt ARK 17.9L-A1 (x1) w/ Shenzhen Growatt New Energy Co Ltd SPH 3000TL BL-UP Eastron SDM-630MCT | 16.1 |  |  | Growatt | ARK 17.9L-A1 | 1 | Shenzhen Growatt New Energy Co Ltd | SPH 3000TL BL-UP | Growatt | 2027-06-25
2022-01-21 | HBS3575 | Growatt ARK 20.4L-A1 (x1) w/ Shenzhen Growatt New Energy Co Ltd SPH 3000TL BL-UP Eastron SDM-630MCT | 18.3 |  |  | Growatt | ARK 20.4L-A1 | 1 | Shenzhen Growatt New Energy Co Ltd | SPH 3000TL BL-UP | Growatt | 2027-06-25
2022-01-21 | HBS3576 | Growatt ARK 23.0L-A1 (x1) w/ Shenzhen Growatt New Energy Co Ltd SPH 3000TL BL-UP Eastron SDM-630MCT | 20.7 |  |  | Growatt | ARK 23.0L-A1 | 1 | Shenzhen Growatt New Energy Co Ltd | SPH 3000TL BL-UP | Growatt | 2027-06-25
2022-01-21 | HBS3577 | Growatt ARK 25.6L-A1 (x1) w/ Shenzhen Growatt New Energy Co Ltd SPH 3000TL BL-UP Eastron SDM-630MCT | 23 |  |  | Growatt | ARK 25.6L-A1 | 1 | Shenzhen Growatt New Energy Co Ltd | SPH 3000TL BL-UP | Growatt | 2027-06-25
2022-01-21 | HBS3580 | Growatt ARK 7.6L-A1 (x1) w/ Shenzhen Growatt New Energy Co Ltd SPH 3600TL BL-UP Eastron SDM-630MCT | 6.9 |  |  | Growatt | ARK 7.6L-A1 | 1 | Shenzhen Growatt New Energy Co Ltd | SPH 3600TL BL-UP | Growatt | 2027-06-25
2022-01-21 | HBS3581 | Growatt ARK 10.2L-A1 (x1) w/ Shenzhen Growatt New Energy Co Ltd SPH 3600TL BL-UP Eastron SDM-630MCT | 9.2 |  |  | Growatt | ARK 10.2L-A1 | 1 | Shenzhen Growatt New Energy Co Ltd | SPH 3600TL BL-UP | Growatt | 2027-06-25
2022-01-21 | HBS3582 | Growatt ARK 12.8L-A1 (x1) w/ Shenzhen Growatt New Energy Co Ltd SPH 3600TL BL-UP Eastron SDM-630MCT | 11.5 |  |  | Growatt | ARK 12.8L-A1 | 1 | Shenzhen Growatt New Energy Co Ltd | SPH 3600TL BL-UP | Growatt | 2027-06-25
2022-01-21 | HBS3583 | Growatt ARK 15.3L-A1 (x1) w/ Shenzhen Growatt New Energy Co Ltd SPH 3600TL BL-UP Eastron SDM-630MCT | 13.8 |  |  | Growatt | ARK 15.3L-A1 | 1 | Shenzhen Growatt New Energy Co Ltd | SPH 3600TL BL-UP | Growatt | 2027-06-25
2022-01-21 | HBS3584 | Growatt ARK 17.9L-A1 (x1) w/ Shenzhen Growatt New Energy Co Ltd SPH 3600TL BL-UP Eastron SDM-630MCT | 16.1 |  |  | Growatt | ARK 17.9L-A1 | 1 | Shenzhen Growatt New Energy Co Ltd | SPH 3600TL BL-UP | Growatt | 2027-06-25
2022-01-21 | HBS3585 | Growatt ARK 20.4L-A1 (x1) w/ Shenzhen Growatt New Energy Co Ltd SPH 3600TL BL-UP Eastron SDM-630MCT | 18.3 |  |  | Growatt | ARK 20.4L-A1 | 1 | Shenzhen Growatt New Energy Co Ltd | SPH 3600TL BL-UP | Growatt | 2027-06-25
2022-01-21 | HBS3586 | Growatt ARK 23.0L-A1 (x1) w/ Shenzhen Growatt New Energy Co Ltd SPH 3600TL BL-UP Eastron SDM-630MCT | 20.7 |  |  | Growatt | ARK 23.0L-A1 | 1 | Shenzhen Growatt New Energy Co Ltd | SPH 3600TL BL-UP | Growatt | 2027-06-25
2022-01-21 | HBS3587 | Growatt ARK 25.6L-A1 (x1) w/ Shenzhen Growatt New Energy Co Ltd SPH 3600TL BL-UP Eastron SDM-630MCT | 23 |  |  | Growatt | ARK 25.6L-A1 | 1 | Shenzhen Growatt New Energy Co Ltd | SPH 3600TL BL-UP | Growatt | 2027-06-25
2022-01-21 | HBS3590 | Growatt ARK 7.6L-A1 (x1) w/ Shenzhen Growatt New Energy Co Ltd Growatt SPH4000 Eastron SDM-630MCT | 6.9 |  |  | Growatt | ARK 7.6L-A1 | 1 | Shenzhen Growatt New Energy Co Ltd | Growatt SPH4000 | Growatt | 2024-08-30
2022-01-21 | HBS3591 | Growatt ARK 10.2L-A1 (x1) w/ Shenzhen Growatt New Energy Co Ltd Growatt SPH4000 Eastron SDM-630MCT | 9.2 |  |  | Growatt | ARK 10.2L-A1 | 1 | Shenzhen Growatt New Energy Co Ltd | Growatt SPH4000 | Growatt | 2024-08-30
2022-01-21 | HBS3592 | Growatt ARK 12.8L-A1 (x1) w/ Shenzhen Growatt New Energy Co Ltd Growatt SPH4000 Eastron SDM-630MCT | 11.5 |  |  | Growatt | ARK 12.8L-A1 | 1 | Shenzhen Growatt New Energy Co Ltd | Growatt SPH4000 | Growatt | 2024-08-30
2022-01-21 | HBS3593 | Growatt ARK 15.3L-A1 (x1) w/ Shenzhen Growatt New Energy Co Ltd Growatt SPH4000 Eastron SDM-630MCT | 13.8 |  |  | Growatt | ARK 15.3L-A1 | 1 | Shenzhen Growatt New Energy Co Ltd | Growatt SPH4000 | Growatt | 2024-08-30
2022-01-21 | HBS3594 | Growatt ARK 17.9L-A1 (x1) w/ Shenzhen Growatt New Energy Co Ltd Growatt SPH4000 Eastron SDM-630MCT | 16.1 |  |  | Growatt | ARK 17.9L-A1 | 1 | Shenzhen Growatt New Energy Co Ltd | Growatt SPH4000 | Growatt | 2024-08-30
2022-01-21 | HBS3595 | Growatt ARK 20.4L-A1 (x1) w/ Shenzhen Growatt New Energy Co Ltd Growatt SPH4000 Eastron SDM-630MCT | 18.3 |  |  | Growatt | ARK 20.4L-A1 | 1 | Shenzhen Growatt New Energy Co Ltd | Growatt SPH4000 | Growatt | 2024-08-30
2022-01-21 | HBS3596 | Growatt ARK 23.0L-A1 (x1) w/ Shenzhen Growatt New Energy Co Ltd Growatt SPH4000 Eastron SDM-630MCT | 20.7 |  |  | Growatt | ARK 23.0L-A1 | 1 | Shenzhen Growatt New Energy Co Ltd | Growatt SPH4000 | Growatt | 2024-08-30
2022-01-21 | HBS3597 | Growatt ARK 25.6L-A1 (x1) w/ Shenzhen Growatt New Energy Co Ltd Growatt SPH4000 Eastron SDM-630MCT | 23 |  |  | Growatt | ARK 25.6L-A1 | 1 | Shenzhen Growatt New Energy Co Ltd | Growatt SPH4000 | Growatt | 2024-08-30
2022-01-21 | HBS3600 | Growatt ARK 7.6L-A1 (x1) w/ Shenzhen Growatt New Energy Co Ltd SPH 4000TL BL-UP Eastron SDM-630MCT | 6.9 |  |  | Growatt | ARK 7.6L-A1 | 1 | Shenzhen Growatt New Energy Co Ltd | SPH 4000TL BL-UP | Growatt | 2027-06-25
2022-01-21 | HBS3601 | Growatt ARK 10.2L-A1 (x1) w/ Shenzhen Growatt New Energy Co Ltd SPH 4000TL BL-UP Eastron SDM-630MCT | 9.2 |  |  | Growatt | ARK 10.2L-A1 | 1 | Shenzhen Growatt New Energy Co Ltd | SPH 4000TL BL-UP | Growatt | 2027-06-25
2022-01-21 | HBS3602 | Growatt ARK 12.8L-A1 (x1) w/ Shenzhen Growatt New Energy Co Ltd SPH 4000TL BL-UP Eastron SDM-630MCT | 11.5 |  |  | Growatt | ARK 12.8L-A1 | 1 | Shenzhen Growatt New Energy Co Ltd | SPH 4000TL BL-UP | Growatt | 2027-06-25
2022-01-21 | HBS3603 | Growatt ARK 15.3L-A1 (x1) w/ Shenzhen Growatt New Energy Co Ltd SPH 4000TL BL-UP Eastron SDM-630MCT | 13.8 |  |  | Growatt | ARK 15.3L-A1 | 1 | Shenzhen Growatt New Energy Co Ltd | SPH 4000TL BL-UP | Growatt | 2027-06-25
2022-01-21 | HBS3604 | Growatt ARK 17.9L-A1 (x1) w/ Shenzhen Growatt New Energy Co Ltd SPH 4000TL BL-UP Eastron SDM-630MCT | 16.1 |  |  | Growatt | ARK 17.9L-A1 | 1 | Shenzhen Growatt New Energy Co Ltd | SPH 4000TL BL-UP | Growatt | 2027-06-25
2022-01-21 | HBS3605 | Growatt ARK 20.4L-A1 (x1) w/ Shenzhen Growatt New Energy Co Ltd SPH 4000TL BL-UP Eastron SDM-630MCT | 18.3 |  |  | Growatt | ARK 20.4L-A1 | 1 | Shenzhen Growatt New Energy Co Ltd | SPH 4000TL BL-UP | Growatt | 2027-06-25
2022-01-21 | HBS3606 | Growatt ARK 23.0L-A1 (x1) w/ Shenzhen Growatt New Energy Co Ltd SPH 4000TL BL-UP Eastron SDM-630MCT | 20.7 |  |  | Growatt | ARK 23.0L-A1 | 1 | Shenzhen Growatt New Energy Co Ltd | SPH 4000TL BL-UP | Growatt | 2027-06-25
2022-01-21 | HBS3607 | Growatt ARK 25.6L-A1 (x1) w/ Shenzhen Growatt New Energy Co Ltd SPH 4000TL BL-UP Eastron SDM-630MCT | 23 |  |  | Growatt | ARK 25.6L-A1 | 1 | Shenzhen Growatt New Energy Co Ltd | SPH 4000TL BL-UP | Growatt | 2027-06-25
2022-01-21 | HBS3610 | Growatt ARK 7.6L-A1 (x1) w/ Shenzhen Growatt New Energy Co Ltd SPH 4600TL BL-UP Eastron SDM-630MCT | 6.9 |  |  | Growatt | ARK 7.6L-A1 | 1 | Shenzhen Growatt New Energy Co Ltd | SPH 4600TL BL-UP | Growatt | 2027-06-25
2022-01-21 | HBS3611 | Growatt ARK 10.2L-A1 (x1) w/ Shenzhen Growatt New Energy Co Ltd SPH 4600TL BL-UP Eastron SDM-630MCT | 9.2 |  |  | Growatt | ARK 10.2L-A1 | 1 | Shenzhen Growatt New Energy Co Ltd | SPH 4600TL BL-UP | Growatt | 2027-06-25
2022-01-21 | HBS3612 | Growatt ARK 12.8L-A1 (x1) w/ Shenzhen Growatt New Energy Co Ltd SPH 4600TL BL-UP Eastron SDM-630MCT | 11.5 |  |  | Growatt | ARK 12.8L-A1 | 1 | Shenzhen Growatt New Energy Co Ltd | SPH 4600TL BL-UP | Growatt | 2027-06-25
2022-01-21 | HBS3613 | Growatt ARK 15.3L-A1 (x1) w/ Shenzhen Growatt New Energy Co Ltd SPH 4600TL BL-UP Eastron SDM-630MCT | 13.8 |  |  | Growatt | ARK 15.3L-A1 | 1 | Shenzhen Growatt New Energy Co Ltd | SPH 4600TL BL-UP | Growatt | 2027-06-25
2022-01-21 | HBS3614 | Growatt ARK 17.9L-A1 (x1) w/ Shenzhen Growatt New Energy Co Ltd SPH 4600TL BL-UP Eastron SDM-630MCT | 16.1 |  |  | Growatt | ARK 17.9L-A1 | 1 | Shenzhen Growatt New Energy Co Ltd | SPH 4600TL BL-UP | Growatt | 2027-06-25
2022-01-21 | HBS3615 | Growatt ARK 20.4L-A1 (x1) w/ Shenzhen Growatt New Energy Co Ltd SPH 4600TL BL-UP Eastron SDM-630MCT | 18.3 |  |  | Growatt | ARK 20.4L-A1 | 1 | Shenzhen Growatt New Energy Co Ltd | SPH 4600TL BL-UP | Growatt | 2027-06-25
2022-01-21 | HBS3616 | Growatt ARK 23.0L-A1 (x1) w/ Shenzhen Growatt New Energy Co Ltd SPH 4600TL BL-UP Eastron SDM-630MCT | 20.7 |  |  | Growatt | ARK 23.0L-A1 | 1 | Shenzhen Growatt New Energy Co Ltd | SPH 4600TL BL-UP | Growatt | 2027-06-25
2022-01-21 | HBS3617 | Growatt ARK 25.6L-A1 (x1) w/ Shenzhen Growatt New Energy Co Ltd SPH 4600TL BL-UP Eastron SDM-630MCT | 23 |  |  | Growatt | ARK 25.6L-A1 | 1 | Shenzhen Growatt New Energy Co Ltd | SPH 4600TL BL-UP | Growatt | 2027-06-25
2022-01-21 | HBS3620 | Growatt ARK 7.6L-A1 (x1) w/ Shenzhen Growatt New Energy Co Ltd Growatt SPH5000 Eastron SDM-630MCT | 6.9 |  |  | Growatt | ARK 7.6L-A1 | 1 | Shenzhen Growatt New Energy Co Ltd | Growatt SPH5000 | Growatt | 2024-08-30
2022-01-21 | HBS3621 | Growatt ARK 10.2L-A1 (x1) w/ Shenzhen Growatt New Energy Co Ltd Growatt SPH5000 Eastron SDM-630MCT | 9.2 |  |  | Growatt | ARK 10.2L-A1 | 1 | Shenzhen Growatt New Energy Co Ltd | Growatt SPH5000 | Growatt | 2024-08-30
2022-01-21 | HBS3622 | Growatt ARK 12.8L-A1 (x1) w/ Shenzhen Growatt New Energy Co Ltd Growatt SPH5000 Eastron SDM-630MCT | 11.5 |  |  | Growatt | ARK 12.8L-A1 | 1 | Shenzhen Growatt New Energy Co Ltd | Growatt SPH5000 | Growatt | 2024-08-30
2022-01-21 | HBS3623 | Growatt ARK 15.3L-A1 (x1) w/ Shenzhen Growatt New Energy Co Ltd Growatt SPH5000 Eastron SDM-630MCT | 13.8 |  |  | Growatt | ARK 15.3L-A1 | 1 | Shenzhen Growatt New Energy Co Ltd | Growatt SPH5000 | Growatt | 2024-08-30
2022-01-21 | HBS3624 | Growatt ARK 17.9L-A1 (x1) w/ Shenzhen Growatt New Energy Co Ltd Growatt SPH5000 Eastron SDM-630MCT | 16.1 |  |  | Growatt | ARK 17.9L-A1 | 1 | Shenzhen Growatt New Energy Co Ltd | Growatt SPH5000 | Growatt | 2024-08-30
2022-01-21 | HBS3625 | Growatt ARK 20.4L-A1 (x1) w/ Shenzhen Growatt New Energy Co Ltd Growatt SPH5000 Eastron SDM-630MCT | 18.3 |  |  | Growatt | ARK 20.4L-A1 | 1 | Shenzhen Growatt New Energy Co Ltd | Growatt SPH5000 | Growatt | 2024-08-30
2022-01-21 | HBS3626 | Growatt ARK 23.0L-A1 (x1) w/ Shenzhen Growatt New Energy Co Ltd Growatt SPH5000 Eastron SDM-630MCT | 20.7 |  |  | Growatt | ARK 23.0L-A1 | 1 | Shenzhen Growatt New Energy Co Ltd | Growatt SPH5000 | Growatt | 2024-08-30
2022-01-21 | HBS3627 | Growatt ARK 25.6L-A1 (x1) w/ Shenzhen Growatt New Energy Co Ltd Growatt SPH5000 Eastron SDM-630MCT | 23 |  |  | Growatt | ARK 25.6L-A1 | 1 | Shenzhen Growatt New Energy Co Ltd | Growatt SPH5000 | Growatt | 2024-08-30
2022-01-21 | HBS3630 | Growatt ARK 7.6L-A1 (x1) w/ Shenzhen Growatt New Energy Co Ltd SPH 5000TL BL-UP Eastron SDM-630MCT | 6.9 |  |  | Growatt | ARK 7.6L-A1 | 1 | Shenzhen Growatt New Energy Co Ltd | SPH 5000TL BL-UP | Growatt | 2027-06-25
2022-01-21 | HBS3631 | Growatt ARK 10.2L-A1 (x1) w/ Shenzhen Growatt New Energy Co Ltd SPH 5000TL BL-UP Eastron SDM-630MCT | 9.2 |  |  | Growatt | ARK 10.2L-A1 | 1 | Shenzhen Growatt New Energy Co Ltd | SPH 5000TL BL-UP | Growatt | 2027-06-25
2022-01-21 | HBS3632 | Growatt ARK 12.8L-A1 (x1) w/ Shenzhen Growatt New Energy Co Ltd SPH 5000TL BL-UP Eastron SDM-630MCT | 11.5 |  |  | Growatt | ARK 12.8L-A1 | 1 | Shenzhen Growatt New Energy Co Ltd | SPH 5000TL BL-UP | Growatt | 2027-06-25
2022-01-21 | HBS3633 | Growatt ARK 15.3L-A1 (x1) w/ Shenzhen Growatt New Energy Co Ltd SPH 5000TL BL-UP Eastron SDM-630MCT | 13.8 |  |  | Growatt | ARK 15.3L-A1 | 1 | Shenzhen Growatt New Energy Co Ltd | SPH 5000TL BL-UP | Growatt | 2027-06-25
2022-01-21 | HBS3634 | Growatt ARK 17.9L-A1 (x1) w/ Shenzhen Growatt New Energy Co Ltd SPH 5000TL BL-UP Eastron SDM-630MCT | 16.1 |  |  | Growatt | ARK 17.9L-A1 | 1 | Shenzhen Growatt New Energy Co Ltd | SPH 5000TL BL-UP | Growatt | 2027-06-25
2022-01-21 | HBS3635 | Growatt ARK 20.4L-A1 (x1) w/ Shenzhen Growatt New Energy Co Ltd SPH 5000TL BL-UP Eastron SDM-630MCT | 18.3 |  |  | Growatt | ARK 20.4L-A1 | 1 | Shenzhen Growatt New Energy Co Ltd | SPH 5000TL BL-UP | Growatt | 2027-06-25
2022-01-21 | HBS3636 | Growatt ARK 23.0L-A1 (x1) w/ Shenzhen Growatt New Energy Co Ltd SPH 5000TL BL-UP Eastron SDM-630MCT | 20.7 |  |  | Growatt | ARK 23.0L-A1 | 1 | Shenzhen Growatt New Energy Co Ltd | SPH 5000TL BL-UP | Growatt | 2027-06-25
2022-01-21 | HBS3637 | Growatt ARK 25.6L-A1 (x1) w/ Shenzhen Growatt New Energy Co Ltd SPH 5000TL BL-UP Eastron SDM-630MCT | 23 |  |  | Growatt | ARK 25.6L-A1 | 1 | Shenzhen Growatt New Energy Co Ltd | SPH 5000TL BL-UP | Growatt | 2027-06-25
2022-01-21 | HBS3640 | Growatt ARK 7.6L-A1 (x1) w/ Shenzhen Growatt New Energy Co Ltd Growatt SPH6000 Eastron SDM-630MCT | 6.9 |  |  | Growatt | ARK 7.6L-A1 | 1 | Shenzhen Growatt New Energy Co Ltd | Growatt SPH6000 | Growatt | 2024-08-30
2022-01-21 | HBS3641 | Growatt ARK 10.2L-A1 (x1) w/ Shenzhen Growatt New Energy Co Ltd Growatt SPH6000 Eastron SDM-630MCT | 9.2 |  |  | Growatt | ARK 10.2L-A1 | 1 | Shenzhen Growatt New Energy Co Ltd | Growatt SPH6000 | Growatt | 2024-08-30
2022-01-21 | HBS3642 | Growatt ARK 12.8L-A1 (x1) w/ Shenzhen Growatt New Energy Co Ltd Growatt SPH6000 Eastron SDM-630MCT | 11.5 |  |  | Growatt | ARK 12.8L-A1 | 1 | Shenzhen Growatt New Energy Co Ltd | Growatt SPH6000 | Growatt | 2024-08-30
2022-01-21 | HBS3643 | Growatt ARK 15.3L-A1 (x1) w/ Shenzhen Growatt New Energy Co Ltd Growatt SPH6000 Eastron SDM-630MCT | 13.8 |  |  | Growatt | ARK 15.3L-A1 | 1 | Shenzhen Growatt New Energy Co Ltd | Growatt SPH6000 | Growatt | 2024-08-30
2022-01-21 | HBS3644 | Growatt ARK 17.9L-A1 (x1) w/ Shenzhen Growatt New Energy Co Ltd Growatt SPH6000 Eastron SDM-630MCT | 16.1 |  |  | Growatt | ARK 17.9L-A1 | 1 | Shenzhen Growatt New Energy Co Ltd | Growatt SPH6000 | Growatt | 2024-08-30
2022-01-21 | HBS3645 | Growatt ARK 20.4L-A1 (x1) w/ Shenzhen Growatt New Energy Co Ltd Growatt SPH6000 Eastron SDM-630MCT | 18.3 |  |  | Growatt | ARK 20.4L-A1 | 1 | Shenzhen Growatt New Energy Co Ltd | Growatt SPH6000 | Growatt | 2024-08-30
2022-01-21 | HBS3646 | Growatt ARK 23.0L-A1 (x1) w/ Shenzhen Growatt New Energy Co Ltd Growatt SPH6000 Eastron SDM-630MCT | 20.7 |  |  | Growatt | ARK 23.0L-A1 | 1 | Shenzhen Growatt New Energy Co Ltd | Growatt SPH6000 | Growatt | 2024-08-30
2022-01-21 | HBS3647 | Growatt ARK 25.6L-A1 (x1) w/ Shenzhen Growatt New Energy Co Ltd Growatt SPH6000 Eastron SDM-630MCT | 23 |  |  | Growatt | ARK 25.6L-A1 | 1 | Shenzhen Growatt New Energy Co Ltd | Growatt SPH6000 | Growatt | 2024-08-30
2022-01-21 | HBS3650 | Growatt ARK 7.6L-A1 (x1) w/ Shenzhen Growatt New Energy Co Ltd SPH 6000TL BL-UP Eastron SDM-630MCT | 6.9 |  |  | Growatt | ARK 7.6L-A1 | 1 | Shenzhen Growatt New Energy Co Ltd | SPH 6000TL BL-UP | Growatt | 2027-06-25
2022-01-21 | HBS3651 | Growatt ARK 10.2L-A1 (x1) w/ Shenzhen Growatt New Energy Co Ltd SPH 6000TL BL-UP Eastron SDM-630MCT | 9.2 |  |  | Growatt | ARK 10.2L-A1 | 1 | Shenzhen Growatt New Energy Co Ltd | SPH 6000TL BL-UP | Growatt | 2027-06-25
2022-01-21 | HBS3652 | Growatt ARK 12.8L-A1 (x1) w/ Shenzhen Growatt New Energy Co Ltd SPH 6000TL BL-UP Eastron SDM-630MCT | 11.5 |  |  | Growatt | ARK 12.8L-A1 | 1 | Shenzhen Growatt New Energy Co Ltd | SPH 6000TL BL-UP | Growatt | 2027-06-25
2022-01-21 | HBS3653 | Growatt ARK 15.3L-A1 (x1) w/ Shenzhen Growatt New Energy Co Ltd SPH 6000TL BL-UP Eastron SDM-630MCT | 13.8 |  |  | Growatt | ARK 15.3L-A1 | 1 | Shenzhen Growatt New Energy Co Ltd | SPH 6000TL BL-UP | Growatt | 2027-06-25
2022-01-21 | HBS3654 | Growatt ARK 17.9L-A1 (x1) w/ Shenzhen Growatt New Energy Co Ltd SPH 6000TL BL-UP Eastron SDM-630MCT | 16.1 |  |  | Growatt | ARK 17.9L-A1 | 1 | Shenzhen Growatt New Energy Co Ltd | SPH 6000TL BL-UP | Growatt | 2027-06-25
2022-01-21 | HBS3655 | Growatt ARK 20.4L-A1 (x1) w/ Shenzhen Growatt New Energy Co Ltd SPH 6000TL BL-UP Eastron SDM-630MCT | 18.3 |  |  | Growatt | ARK 20.4L-A1 | 1 | Shenzhen Growatt New Energy Co Ltd | SPH 6000TL BL-UP | Growatt | 2027-06-25
2022-01-21 | HBS3656 | Growatt ARK 23.0L-A1 (x1) w/ Shenzhen Growatt New Energy Co Ltd SPH 6000TL BL-UP Eastron SDM-630MCT | 20.7 |  |  | Growatt | ARK 23.0L-A1 | 1 | Shenzhen Growatt New Energy Co Ltd | SPH 6000TL BL-UP | Growatt | 2027-06-25
2022-01-21 | HBS3657 | Growatt ARK 25.6L-A1 (x1) w/ Shenzhen Growatt New Energy Co Ltd SPH 6000TL BL-UP Eastron SDM-630MCT | 23 |  |  | Growatt | ARK 25.6L-A1 | 1 | Shenzhen Growatt New Energy Co Ltd | SPH 6000TL BL-UP | Growatt | 2027-06-25
2022-02-11 | HBS3672 | LG Energy Solution RESU12 w/ RHI-3K-48ES-5G inverter, SwitchDin 'smart controller' | 11.7 |  |  | LG Energy Solution | RESU12 | 1 | Solis | RHI-3K-48ES-5G | LG Energy Solution | 2024-12-17
2022-02-11 | HBS3676 | LG Energy Solution RESU12 (x2) w/ RHI-3K-48ES-5G inverter, SwitchDin 'smart controller' | 23.4 |  |  | LG Energy Solution | RESU12 | 2 | Solis | RHI-3K-48ES-5G | LG Energy Solution | 2024-12-17
2022-02-11 | HBS3679 | LG Energy Solution RESU12 w/ RHI-3.6K-48ES-5G inverter, SwitchDin 'smart controller' | 11.7 |  |  | LG Energy Solution | RESU12 | 1 | Solis | RHI-3.6K-48ES-5G | LG Energy Solution | 2024-12-17
2022-02-11 | HBS3683 | LG Energy Solution RESU12 (x2) w/ RHI-3.6K-48ES-5G inverter, SwitchDin 'smart controller' | 23.4 |  |  | LG Energy Solution | RESU12 | 2 | Solis | RHI-3.6K-48ES-5G | LG Energy Solution | 2024-12-17
2022-02-11 | HBS3686 | LG Energy Solution RESU12 w/ RHI-4.6K-48ES-5G inverter, SwitchDin 'smart controller' | 11.7 |  |  | LG Energy Solution | RESU12 | 1 | Solis | RHI-4.6K-48ES-5G | LG Energy Solution | 2024-12-17
2022-02-11 | HBS3690 | LG Energy Solution RESU12 (x2) w/ RHI-4.6K-48ES-5G inverter, SwitchDin 'smart controller' | 23.4 |  |  | LG Energy Solution | RESU12 | 2 | Solis | RHI-4.6K-48ES-5G | LG Energy Solution | 2024-12-17
2022-02-11 | HBS3693 | LG Energy Solution RESU12 w/ RHI-5K-48ES-5G inverter, SwitchDin 'smart controller' | 11.7 |  |  | LG Energy Solution | RESU12 | 1 | Solis | RHI-5K-48ES-5G | LG Energy Solution | 2024-12-17
2022-02-11 | HBS3697 | LG Energy Solution RESU12 (x2) w/ RHI-5K-48ES-5G inverter, SwitchDin 'smart controller' | 23.4 |  |  | LG Energy Solution | RESU12 | 2 | Solis | RHI-5K-48ES-5G | LG Energy Solution | 2024-12-17
2022-02-11 | HBS3700 | LG Energy Solution RESU12 w/ RHI-6K-48ES-5G inverter, SwitchDin 'smart controller' | 11.7 |  |  | LG Energy Solution | RESU12 | 1 | Solis | RHI-6K-48ES-5G | LG Energy Solution | 2024-12-17
2022-02-11 | HBS3704 | LG Energy Solution RESU12 (x2) w/ RHI-6K-48ES-5G inverter, SwitchDin 'smart controller' | 23.4 |  |  | LG Energy Solution | RESU12 | 2 | Solis | RHI-6K-48ES-5G | LG Energy Solution | 2024-12-17
2022-02-11 | HBS3722 | LG Energy Solution RESU12 w/ Sungrow SH5K-30 inverter, Mondo 'smart controller' | 11.7 |  |  | LG Energy Solution | RESU12 | 1 | Sungrow | SH5K-30 | LG Energy Solution | 2024-12-29
2022-03-11 | HBS3736 | LG Energy Solution RESU12 (x1) w/ GoodWe GW5048D-ES inverter, GM-1000 'smart controller' | 11.7 |  |  | LG Energy Solution | RESU12 | 1 | GoodWe | GW5048D-ES | LG Energy Solution | 2026-06-16
2022-03-11 | HBS3737 | LG Energy Solution RESU12 (x1) w/ GoodWe GW5048D-ES inverter, GM-3000 'smart controller' | 11.7 |  |  | LG Energy Solution | RESU12 | 1 | GoodWe | GW5048D-ES | LG Energy Solution | 2026-06-16
2022-03-18 | HBS3755 | BYD HVS 7.7 (x1) w/ Fronius Symo GEN24 3.0 Plus inverter, SwitchDin 'smart controller' | 7.68 |  |  | BYD | HVS 7.7 | 1 | Fronius | Symo GEN24 3.0 Plus | BYD | 2024-12-03
2022-03-18 | HBS3756 | BYD HVS 10.2 (x1) w/ Fronius Symo GEN24 3.0 Plus inverter, SwitchDin 'smart controller' | 10.24 |  |  | BYD | HVS 10.2 | 1 | Fronius | Symo GEN24 3.0 Plus | BYD | 2024-12-03
2022-03-18 | HBS3757 | BYD HVS 5.1 (x2) w/ Fronius Symo GEN24 3.0 Plus inverter, SwitchDin 'smart controller' | 10.24 |  |  | BYD | HVS 5.1 | 2 | Fronius | Symo GEN24 3.0 Plus | BYD | 2024-12-03
2022-03-18 | HBS3758 | BYD HVS 7.7 (x2) w/ Fronius Symo GEN24 3.0 Plus inverter, SwitchDin 'smart controller' | 15.36 |  |  | BYD | HVS 7.7 | 2 | Fronius | Symo GEN24 3.0 Plus | BYD | 2024-12-03
2022-03-18 | HBS3759 | BYD HVS 10.2 (x2) w/ Fronius Symo GEN24 3.0 Plus inverter, SwitchDin 'smart controller' | 20.48 |  |  | BYD | HVS 10.2 | 2 | Fronius | Symo GEN24 3.0 Plus | BYD | 2024-12-03
2022-03-18 | HBS3760 | BYD HVS 5.1 (x3) w/ Fronius Symo GEN24 3.0 Plus inverter, SwitchDin 'smart controller' | 15.36 |  |  | BYD | HVS 5.1 | 3 | Fronius | Symo GEN24 3.0 Plus | BYD | 2024-12-03
2022-03-18 | HBS3761 | BYD HVS 7.7 (x3) w/ Fronius Symo GEN24 3.0 Plus inverter, SwitchDin 'smart controller' | 23.04 |  |  | BYD | HVS 7.7 | 3 | Fronius | Symo GEN24 3.0 Plus | BYD | 2024-12-03
2022-03-18 | HBS3762 | BYD HVS 10.2 (x3) w/ Fronius Symo GEN24 3.0 Plus inverter, SwitchDin 'smart controller' | 40.96 |  |  | BYD | HVS 10.2 | 3 | Fronius | Symo GEN24 3.0 Plus | BYD | 2024-12-03
2022-03-18 | HBS3763 | BYD HVM 11.0 (x1) w/ Fronius Symo GEN24 3.0 Plus inverter, SwitchDin 'smart controller' | 11.04 |  |  | BYD | HVM 11.0 | 1 | Fronius | Symo GEN24 3.0 Plus | BYD | 2024-12-03
2022-03-18 | HBS3764 | BYD HVM 13.8 (x1) w/ Fronius Symo GEN24 3.0 Plus inverter, SwitchDin 'smart controller' | 13.8 |  |  | BYD | HVM 13.8 | 1 | Fronius | Symo GEN24 3.0 Plus | BYD | 2024-12-03
2022-03-18 | HBS3765 | BYD HVM 16.6 (x1) w/ Fronius Symo GEN24 3.0 Plus inverter, SwitchDin 'smart controller' | 16.56 |  |  | BYD | HVM 16.6 | 1 | Fronius | Symo GEN24 3.0 Plus | BYD | 2024-12-03
2022-03-18 | HBS3766 | BYD HVM 19.3 (x1) w/ Fronius Symo GEN24 3.0 Plus inverter, SwitchDin 'smart controller' | 19.32 |  |  | BYD | HVM 19.3 | 1 | Fronius | Symo GEN24 3.0 Plus | BYD | 2024-12-03
2022-03-18 | HBS3767 | BYD HVM 22.1 (x1) w/ Fronius Symo GEN24 3.0 Plus inverter, SwitchDin 'smart controller' | 22.08 |  |  | BYD | HVM 22.1 | 1 | Fronius | Symo GEN24 3.0 Plus | BYD | 2024-12-03
2022-03-18 | HBS3768 | BYD HVM 11.0 (x2) w/ Fronius Symo GEN24 3.0 Plus inverter, SwitchDin 'smart controller' | 22.08 |  |  | BYD | HVM 11.0 | 2 | Fronius | Symo GEN24 3.0 Plus | BYD | 2024-12-03
2022-03-18 | HBS3769 | BYD HVM 13.8 (x2) w/ Fronius Symo GEN24 3.0 Plus inverter, SwitchDin 'smart controller' | 27.6 |  |  | BYD | HVM 13.8 | 2 | Fronius | Symo GEN24 3.0 Plus | BYD | 2024-12-03
2022-03-18 | HBS3770 | BYD HVM 16.6 (x2) w/ Fronius Symo GEN24 3.0 Plus inverter, SwitchDin 'smart controller' | 33.12 |  |  | BYD | HVM 16.6 | 2 | Fronius | Symo GEN24 3.0 Plus | BYD | 2024-12-03
2022-03-18 | HBS3771 | BYD HVM 19.3 (x2) w/ Fronius Symo GEN24 3.0 Plus inverter, SwitchDin 'smart controller' | 38.64 |  |  | BYD | HVM 19.3 | 2 | Fronius | Symo GEN24 3.0 Plus | BYD | 2024-12-03
2022-03-18 | HBS3772 | BYD HVM 22.1 (x2) w/ Fronius Symo GEN24 3.0 Plus inverter, SwitchDin 'smart controller' | 44.16 |  |  | BYD | HVM 22.1 | 2 | Fronius | Symo GEN24 3.0 Plus | BYD | 2024-12-03
2022-03-18 | HBS3773 | BYD HVM 11.0 (x3) w/ Fronius Symo GEN24 3.0 Plus inverter, SwitchDin 'smart controller' | 33.12 |  |  | BYD | HVM 11.0 | 3 | Fronius | Symo GEN24 3.0 Plus | BYD | 2024-12-03
2022-03-18 | HBS3774 | BYD HVM 13.8 (x3) w/ Fronius Symo GEN24 3.0 Plus inverter, SwitchDin 'smart controller' | 41.4 |  |  | BYD | HVM 13.8 | 3 | Fronius | Symo GEN24 3.0 Plus | BYD | 2024-12-03
2022-03-18 | HBS3775 | BYD HVM 16.6 (x3) w/ Fronius Symo GEN24 3.0 Plus inverter, SwitchDin 'smart controller' | 49.68 |  |  | BYD | HVM 16.6 | 3 | Fronius | Symo GEN24 3.0 Plus | BYD | 2024-12-03
2022-03-18 | HBS3776 | BYD HVM 19.3 (x3) w/ Fronius Symo GEN24 3.0 Plus inverter, SwitchDin 'smart controller' | 57.96 |  |  | BYD | HVM 19.3 | 3 | Fronius | Symo GEN24 3.0 Plus | BYD | 2024-12-03
2022-03-18 | HBS3778 | BYD HVS 7.7 (x1) w/ Fronius Symo GEN24 4.0 Plus inverter, SwitchDin 'smart controller' | 7.68 |  |  | BYD | HVS 7.7 | 1 | Fronius | Symo GEN24 4.0 Plus | BYD | 2024-12-03
2022-03-18 | HBS3779 | BYD HVS 10.2 (x1) w/ Fronius Symo GEN24 4.0 Plus inverter, SwitchDin 'smart controller' | 10.24 |  |  | BYD | HVS 10.2 | 1 | Fronius | Symo GEN24 4.0 Plus | BYD | 2024-12-03
2022-03-18 | HBS3780 | BYD HVS 5.1 (x2) w/ Fronius Symo GEN24 4.0 Plus inverter, SwitchDin 'smart controller' | 10.24 |  |  | BYD | HVS 5.1 | 2 | Fronius | Symo GEN24 4.0 Plus | BYD | 2024-12-03
2022-03-18 | HBS3781 | BYD HVS 7.7 (x2) w/ Fronius Symo GEN24 4.0 Plus inverter, SwitchDin 'smart controller' | 15.36 |  |  | BYD | HVS 7.7 | 2 | Fronius | Symo GEN24 4.0 Plus | BYD | 2024-12-03
2022-03-18 | HBS3782 | BYD HVS 10.2 (x2) w/ Fronius Symo GEN24 4.0 Plus inverter, SwitchDin 'smart controller' | 20.48 |  |  | BYD | HVS 10.2 | 2 | Fronius | Symo GEN24 4.0 Plus | BYD | 2024-12-03
2022-03-18 | HBS3783 | BYD HVS 5.1 (x3) w/ Fronius Symo GEN24 4.0 Plus inverter, SwitchDin 'smart controller' | 15.36 |  |  | BYD | HVS 5.1 | 3 | Fronius | Symo GEN24 4.0 Plus | BYD | 2024-12-03
2022-03-18 | HBS3784 | BYD HVS 7.7 (x3) w/ Fronius Symo GEN24 4.0 Plus inverter, SwitchDin 'smart controller' | 23.04 |  |  | BYD | HVS 7.7 | 3 | Fronius | Symo GEN24 4.0 Plus | BYD | 2024-12-03
2022-03-18 | HBS3785 | BYD HVS 10.2 (x3) w/ Fronius Symo GEN24 4.0 Plus inverter, SwitchDin 'smart controller' | 40.96 |  |  | BYD | HVS 10.2 | 3 | Fronius | Symo GEN24 4.0 Plus | BYD | 2024-12-03
2022-03-18 | HBS3786 | BYD HVM 11.0 (x1) w/ Fronius Symo GEN24 4.0 Plus inverter, SwitchDin 'smart controller' | 11.04 |  |  | BYD | HVM 11.0 | 1 | Fronius | Symo GEN24 4.0 Plus | BYD | 2024-12-03
2022-03-18 | HBS3787 | BYD HVM 13.8 (x1) w/ Fronius Symo GEN24 4.0 Plus inverter, SwitchDin 'smart controller' | 13.8 |  |  | BYD | HVM 13.8 | 1 | Fronius | Symo GEN24 4.0 Plus | BYD | 2024-12-03
2022-03-18 | HBS3788 | BYD HVM 16.6 (x1) w/ Fronius Symo GEN24 4.0 Plus inverter, SwitchDin 'smart controller' | 16.56 |  |  | BYD | HVM 16.6 | 1 | Fronius | Symo GEN24 4.0 Plus | BYD | 2024-12-03
2022-03-18 | HBS3789 | BYD HVM 19.3 (x1) w/ Fronius Symo GEN24 4.0 Plus inverter, SwitchDin 'smart controller' | 19.32 |  |  | BYD | HVM 19.3 | 1 | Fronius | Symo GEN24 4.0 Plus | BYD | 2024-12-03
2022-03-18 | HBS3790 | BYD HVM 22.1 (x1) w/ Fronius Symo GEN24 4.0 Plus inverter, SwitchDin 'smart controller' | 22.08 |  |  | BYD | HVM 22.1 | 1 | Fronius | Symo GEN24 4.0 Plus | BYD | 2024-12-03
2022-03-18 | HBS3791 | BYD HVM 11.0 (x2) w/ Fronius Symo GEN24 4.0 Plus inverter, SwitchDin 'smart controller' | 22.08 |  |  | BYD | HVM 11.0 | 2 | Fronius | Symo GEN24 4.0 Plus | BYD | 2024-12-03
2022-03-18 | HBS3792 | BYD HVM 13.8 (x2) w/ Fronius Symo GEN24 4.0 Plus inverter, SwitchDin 'smart controller' | 27.6 |  |  | BYD | HVM 13.8 | 2 | Fronius | Symo GEN24 4.0 Plus | BYD | 2024-12-03
2022-03-18 | HBS3793 | BYD HVM 16.6 (x2) w/ Fronius Symo GEN24 4.0 Plus inverter, SwitchDin 'smart controller' | 33.12 |  |  | BYD | HVM 16.6 | 2 | Fronius | Symo GEN24 4.0 Plus | BYD | 2024-12-03
2022-03-18 | HBS3794 | BYD HVM 19.3 (x2) w/ Fronius Symo GEN24 4.0 Plus inverter, SwitchDin 'smart controller' | 38.64 |  |  | BYD | HVM 19.3 | 2 | Fronius | Symo GEN24 4.0 Plus | BYD | 2024-12-03
2022-03-18 | HBS3795 | BYD HVM 22.1 (x2) w/ Fronius Symo GEN24 4.0 Plus inverter, SwitchDin 'smart controller' | 44.16 |  |  | BYD | HVM 22.1 | 2 | Fronius | Symo GEN24 4.0 Plus | BYD | 2024-12-03
2022-03-18 | HBS3796 | BYD HVM 11.0 (x3) w/ Fronius Symo GEN24 4.0 Plus inverter, SwitchDin 'smart controller' | 33.12 |  |  | BYD | HVM 11.0 | 3 | Fronius | Symo GEN24 4.0 Plus | BYD | 2024-12-03
2022-03-18 | HBS3797 | BYD HVM 13.8 (x3) w/ Fronius Symo GEN24 4.0 Plus inverter, SwitchDin 'smart controller' | 41.4 |  |  | BYD | HVM 13.8 | 3 | Fronius | Symo GEN24 4.0 Plus | BYD | 2024-12-03
2022-03-18 | HBS3798 | BYD HVM 16.6 (x3) w/ Fronius Symo GEN24 4.0 Plus inverter, SwitchDin 'smart controller' | 49.68 |  |  | BYD | HVM 16.6 | 3 | Fronius | Symo GEN24 4.0 Plus | BYD | 2024-12-03
2022-03-18 | HBS3799 | BYD HVM 19.3 (x3) w/ Fronius Symo GEN24 4.0 Plus inverter, SwitchDin 'smart controller' | 57.96 |  |  | BYD | HVM 19.3 | 3 | Fronius | Symo GEN24 4.0 Plus | BYD | 2024-12-03
2022-03-18 | HBS3801 | BYD HVS 7.7 (x1) w/ Fronius Symo GEN24 5.0 Plus inverter, SwitchDin 'smart controller' | 7.68 |  |  | BYD | HVS 7.7 | 1 | Fronius | Symo GEN24 5.0 Plus | BYD | 2024-12-03
2022-03-18 | HBS3802 | BYD HVS 10.2 (x1) w/ Fronius Symo GEN24 5.0 Plus inverter, SwitchDin 'smart controller' | 10.24 |  |  | BYD | HVS 10.2 | 1 | Fronius | Symo GEN24 5.0 Plus | BYD | 2024-12-03
2022-03-18 | HBS3803 | BYD HVS 5.1 (x2) w/ Fronius Symo GEN24 5.0 Plus inverter, SwitchDin 'smart controller' | 10.24 |  |  | BYD | HVS 5.1 | 2 | Fronius | Symo GEN24 5.0 Plus | BYD | 2024-12-03
2022-03-18 | HBS3804 | BYD HVS 7.7 (x2) w/ Fronius Symo GEN24 5.0 Plus inverter, SwitchDin 'smart controller' | 15.36 |  |  | BYD | HVS 7.7 | 2 | Fronius | Symo GEN24 5.0 Plus | BYD | 2024-12-03
2022-03-18 | HBS3805 | BYD HVS 10.2 (x2) w/ Fronius Symo GEN24 5.0 Plus inverter, SwitchDin 'smart controller' | 20.48 |  |  | BYD | HVS 10.2 | 2 | Fronius | Symo GEN24 5.0 Plus | BYD | 2024-12-03
2022-03-18 | HBS3806 | BYD HVS 5.1 (x3) w/ Fronius Symo GEN24 5.0 Plus inverter, SwitchDin 'smart controller' | 15.36 |  |  | BYD | HVS 5.1 | 3 | Fronius | Symo GEN24 5.0 Plus | BYD | 2024-12-03
2022-03-18 | HBS3807 | BYD HVS 7.7 (x3) w/ Fronius Symo GEN24 5.0 Plus inverter, SwitchDin 'smart controller' | 23.04 |  |  | BYD | HVS 7.7 | 3 | Fronius | Symo GEN24 5.0 Plus | BYD | 2024-12-03
2022-03-18 | HBS3808 | BYD HVS 10.2 (x3) w/ Fronius Symo GEN24 5.0 Plus inverter, SwitchDin 'smart controller' | 40.96 |  |  | BYD | HVS 10.2 | 3 | Fronius | Symo GEN24 5.0 Plus | BYD | 2024-12-03
2022-03-18 | HBS3809 | BYD HVM 11.0 (x1) w/ Fronius Symo GEN24 5.0 Plus inverter, SwitchDin 'smart controller' | 11.04 |  |  | BYD | HVM 11.0 | 1 | Fronius | Symo GEN24 5.0 Plus | BYD | 2024-12-03
2022-03-18 | HBS3810 | BYD HVM 13.8 (x1) w/ Fronius Symo GEN24 5.0 Plus inverter, SwitchDin 'smart controller' | 13.8 |  |  | BYD | HVM 13.8 | 1 | Fronius | Symo GEN24 5.0 Plus | BYD | 2024-12-03
2022-03-18 | HBS3811 | BYD HVM 16.6 (x1) w/ Fronius Symo GEN24 5.0 Plus inverter, SwitchDin 'smart controller' | 16.56 |  |  | BYD | HVM 16.6 | 1 | Fronius | Symo GEN24 5.0 Plus | BYD | 2024-12-03
2022-03-18 | HBS3812 | BYD HVM 19.3 (x1) w/ Fronius Symo GEN24 5.0 Plus inverter, SwitchDin 'smart controller' | 19.32 |  |  | BYD | HVM 19.3 | 1 | Fronius | Symo GEN24 5.0 Plus | BYD | 2024-12-03
2022-03-18 | HBS3813 | BYD HVM 22.1 (x1) w/ Fronius Symo GEN24 5.0 Plus inverter, SwitchDin 'smart controller' | 22.08 |  |  | BYD | HVM 22.1 | 1 | Fronius | Symo GEN24 5.0 Plus | BYD | 2024-12-03
2022-03-18 | HBS3814 | BYD HVM 11.0 (x2) w/ Fronius Symo GEN24 5.0 Plus inverter, SwitchDin 'smart controller' | 22.08 |  |  | BYD | HVM 11.0 | 2 | Fronius | Symo GEN24 5.0 Plus | BYD | 2024-12-03
2022-03-18 | HBS3815 | BYD HVM 13.8 (x2) w/ Fronius Symo GEN24 5.0 Plus inverter, SwitchDin 'smart controller' | 27.6 |  |  | BYD | HVM 13.8 | 2 | Fronius | Symo GEN24 5.0 Plus | BYD | 2024-12-03
2022-03-18 | HBS3816 | BYD HVM 16.6 (x2) w/ Fronius Symo GEN24 5.0 Plus inverter, SwitchDin 'smart controller' | 33.12 |  |  | BYD | HVM 16.6 | 2 | Fronius | Symo GEN24 5.0 Plus | BYD | 2024-12-03
2022-03-18 | HBS3817 | BYD HVM 19.3 (x2) w/ Fronius Symo GEN24 5.0 Plus inverter, SwitchDin 'smart controller' | 38.64 |  |  | BYD | HVM 19.3 | 2 | Fronius | Symo GEN24 5.0 Plus | BYD | 2024-12-03
2022-03-18 | HBS3818 | BYD HVM 22.1 (x2) w/ Fronius Symo GEN24 5.0 Plus inverter, SwitchDin 'smart controller' | 44.16 |  |  | BYD | HVM 22.1 | 2 | Fronius | Symo GEN24 5.0 Plus | BYD | 2024-12-03
2022-03-18 | HBS3819 | BYD HVM 11.0 (x3) w/ Fronius Symo GEN24 5.0 Plus inverter, SwitchDin 'smart controller' | 33.12 |  |  | BYD | HVM 11.0 | 3 | Fronius | Symo GEN24 5.0 Plus | BYD | 2024-12-03
2022-03-18 | HBS3820 | BYD HVM 13.8 (x3) w/ Fronius Symo GEN24 5.0 Plus inverter, SwitchDin 'smart controller' | 41.4 |  |  | BYD | HVM 13.8 | 3 | Fronius | Symo GEN24 5.0 Plus | BYD | 2024-12-03
2022-03-18 | HBS3821 | BYD HVM 16.6 (x3) w/ Fronius Symo GEN24 5.0 Plus inverter, SwitchDin 'smart controller' | 49.68 |  |  | BYD | HVM 16.6 | 3 | Fronius | Symo GEN24 5.0 Plus | BYD | 2024-12-03
2022-03-18 | HBS3822 | BYD HVM 19.3 (x3) w/ Fronius Symo GEN24 5.0 Plus inverter, SwitchDin 'smart controller' | 57.96 |  |  | BYD | HVM 19.3 | 3 | Fronius | Symo GEN24 5.0 Plus | BYD | 2024-12-03
2022-03-25 | HBS3823 | SolarEdge BAT-10K1P (x1) w/ SolarEdge Energy Hub SE3000H-BPV inverter, SolarEdge 'smart controller' | 9.7 |  |  | SolarEdge | BAT-10K1P | 1 | SolarEdge | Energy Hub SE3000H-BPV | SolarEdge | 2025-02-24
2022-03-25 | HBS3824 | SolarEdge BAT-10K1P (x1) w/ SolarEdge Energy Hub SE3000H-MM inverter, SolarEdge 'smart controller' | 9.7 |  |  | SolarEdge | BAT-10K1P | 1 | SolarEdge | Energy Hub SE3000H-MM | SolarEdge | 2025-02-24
2022-03-25 | HBS3825 | SolarEdge BAT-10K1P (x1) w/ SolarEdge Energy Hub SE5000H-BPV inverter, SolarEdge 'smart controller' | 9.7 |  |  | SolarEdge | BAT-10K1P | 1 | SolarEdge | Energy Hub SE5000H-BPV | SolarEdge | 2025-02-24
2022-03-25 | HBS3826 | SolarEdge BAT-10K1P (x1) w/ SolarEdge Energy Hub SE5000H-MM inverter, SolarEdge 'smart controller' | 9.7 |  |  | SolarEdge | BAT-10K1P | 1 | SolarEdge | Energy Hub SE5000H-MM | SolarEdge | 2025-02-24
2022-03-25 | HBS3827 | SolarEdge BAT-10K1P (x2) w/ SolarEdge Energy Hub SE5000H-BPV inverter, SolarEdge 'smart controller' | 19.4 |  |  | SolarEdge | BAT-10K1P | 2 | SolarEdge | Energy Hub SE5000H-BPV | SolarEdge | 2025-02-24
2022-03-25 | HBS3828 | SolarEdge BAT-10K1P (x2) w/ SolarEdge Energy Hub SE5000H-MM inverter, SolarEdge 'smart controller' | 19.4 |  |  | SolarEdge | BAT-10K1P | 2 | SolarEdge | Energy Hub SE5000H-MM | SolarEdge | 2025-02-24
2022-03-25 | HBS3829 | SolarEdge BAT-10K1P (x1) w/ SolarEdge Energy Hub SE6000H-BPV inverter, SolarEdge 'smart controller' | 9.7 |  |  | SolarEdge | BAT-10K1P | 1 | SolarEdge | Energy Hub SE6000H-BPV | SolarEdge | 2025-02-24
2022-03-25 | HBS3830 | SolarEdge BAT-10K1P (x1) w/ SolarEdge Energy Hub SE6000H-MM inverter, SolarEdge 'smart controller' | 9.7 |  |  | SolarEdge | BAT-10K1P | 1 | SolarEdge | Energy Hub SE6000H-MM | SolarEdge | 2025-02-24
2022-03-25 | HBS3831 | SolarEdge BAT-10K1P (x2) w/ SolarEdge Energy Hub SE6000H-BPV inverter, SolarEdge 'smart controller' | 19.4 |  |  | SolarEdge | BAT-10K1P | 2 | SolarEdge | Energy Hub SE6000H-BPV | SolarEdge | 2025-02-24
2022-03-25 | HBS3832 | SolarEdge BAT-10K1P (x2) w/ SolarEdge Energy Hub SE6000H-MM inverter, SolarEdge 'smart controller' | 19.4 |  |  | SolarEdge | BAT-10K1P | 2 | SolarEdge | Energy Hub SE6000H-MM | SolarEdge | 2025-02-24
2022-03-25 | HBS3833 | SolarEdge BAT-10K1P (x1) w/ SolarEdge Energy Hub SE8250H-BPV inverter, SolarEdge 'smart controller' | 9.7 |  |  | SolarEdge | BAT-10K1P | 1 | SolarEdge | Energy Hub SE8250H-BPV | SolarEdge | 2025-02-24
2022-03-25 | HBS3834 | SolarEdge BAT-10K1P (x1) w/ SolarEdge Energy Hub SE8250H-MM inverter, SolarEdge 'smart controller' | 9.7 |  |  | SolarEdge | BAT-10K1P | 1 | SolarEdge | Energy Hub SE8250H-MM | SolarEdge | 2025-02-24
2022-03-25 | HBS3835 | SolarEdge BAT-10K1P (x2) w/ SolarEdge Energy Hub SE8250H-BPV inverter, SolarEdge 'smart controller' | 19.4 |  |  | SolarEdge | BAT-10K1P | 2 | SolarEdge | Energy Hub SE8250H-BPV | SolarEdge | 2025-02-24
2022-03-25 | HBS3836 | SolarEdge BAT-10K1P (x2) w/ SolarEdge Energy Hub SE8250H-MM inverter, SolarEdge 'smart controller' | 19.4 |  |  | SolarEdge | BAT-10K1P | 2 | SolarEdge | Energy Hub SE8250H-MM | SolarEdge | 2025-02-24
2022-03-25 | HBS3837 | SolarEdge BAT-10K1P (x3) w/ SolarEdge Energy Hub SE8250H-BPV inverter, SolarEdge 'smart controller' | 29.1 |  |  | SolarEdge | BAT-10K1P | 3 | SolarEdge | Energy Hub SE8250H-BPV | SolarEdge | 2025-02-24
2022-03-25 | HBS3838 | SolarEdge BAT-10K1P (x3) w/ SolarEdge Energy Hub SE8250H-MM inverter, SolarEdge 'smart controller' | 29.1 |  |  | SolarEdge | BAT-10K1P | 3 | SolarEdge | Energy Hub SE8250H-MM | SolarEdge | 2025-02-24
2022-03-25 | HBS3839 | SolarEdge BAT-10K1P (x1) w/ SolarEdge Energy Hub SE10000H-BPV inverter, SolarEdge 'smart controller' | 9.7 |  |  | SolarEdge | BAT-10K1P | 1 | SolarEdge | Energy Hub SE10000H-BPV | SolarEdge | 2025-02-24
2022-03-25 | HBS3840 | SolarEdge BAT-10K1P (x1) w/ SolarEdge Energy Hub SE10000H-MM inverter, SolarEdge 'smart controller' | 9.7 |  |  | SolarEdge | BAT-10K1P | 1 | SolarEdge | Energy Hub SE10000H-MM | SolarEdge | 2025-02-24
2022-03-25 | HBS3841 | SolarEdge BAT-10K1P (x2) w/ SolarEdge Energy Hub SE10000H-BPV inverter, SolarEdge 'smart controller' | 19.4 |  |  | SolarEdge | BAT-10K1P | 2 | SolarEdge | Energy Hub SE10000H-BPV | SolarEdge | 2025-02-24
2022-03-25 | HBS3842 | SolarEdge BAT-10K1P (x2) w/ SolarEdge Energy Hub SE10000H-MM inverter, SolarEdge 'smart controller' | 19.4 |  |  | SolarEdge | BAT-10K1P | 2 | SolarEdge | Energy Hub SE10000H-MM | SolarEdge | 2025-02-24
2022-03-25 | HBS3843 | SolarEdge BAT-10K1P (x3) w/ SolarEdge Energy Hub SE10000H-BPV inverter, SolarEdge 'smart controller' | 29.1 |  |  | SolarEdge | BAT-10K1P | 3 | SolarEdge | Energy Hub SE10000H-BPV | SolarEdge | 2025-02-24
2022-03-25 | HBS3844 | SolarEdge BAT-10K1P (x3) w/ SolarEdge Energy Hub SE10000H-MM inverter, SolarEdge 'smart controller' | 29.1 |  |  | SolarEdge | BAT-10K1P | 3 | SolarEdge | Energy Hub SE10000H-MM | SolarEdge | 2025-02-24
2022-03-25 | HBS3845 | SolarEdge BAT-10K1P (x1) w/ SolarEdge HD-Wave Genesis SE3000H-BPV inverter, SolarEdge 'smart controller' | 9.7 |  |  | SolarEdge | BAT-10K1P | 1 | SolarEdge | HD-Wave Genesis SE3000H-BPV | SolarEdge | 2025-02-24
2022-03-25 | HBS3846 | SolarEdge BAT-10K1P (x1) w/ SolarEdge HD-Wave Genesis SE5000H-BPV inverter, SolarEdge 'smart controller' | 9.7 |  |  | SolarEdge | BAT-10K1P | 1 | SolarEdge | HD-Wave Genesis SE5000H-BPV | SolarEdge | 2025-02-24
2022-03-25 | HBS3847 | SolarEdge BAT-10K1P (x2) w/ SolarEdge HD-Wave Genesis SE5000H-BPV inverter, SolarEdge 'smart controller' | 19.4 |  |  | SolarEdge | BAT-10K1P | 2 | SolarEdge | HD-Wave Genesis SE5000H-BPV | SolarEdge | 2025-02-24
2022-03-25 | HBS3848 | SolarEdge BAT-10K1P (x1) w/ SolarEdge HD-Wave Genesis SE6000H-BPV inverter, SolarEdge 'smart controller' | 9.7 |  |  | SolarEdge | BAT-10K1P | 1 | SolarEdge | HD-Wave Genesis SE6000H-BPV | SolarEdge | 2025-02-24
2022-03-25 | HBS3849 | SolarEdge BAT-10K1P (x2) w/ SolarEdge HD-Wave Genesis SE6000H-BPV inverter, SolarEdge 'smart controller' | 19.4 |  |  | SolarEdge | BAT-10K1P | 2 | SolarEdge | HD-Wave Genesis SE6000H-BPV | SolarEdge | 2025-02-24
2022-03-25 | HBS3850 | SolarEdge BAT-10K1P (x1) w/ SolarEdge HD-Wave Genesis SE8250H-BPV inverter, SolarEdge 'smart controller' | 9.7 |  |  | SolarEdge | BAT-10K1P | 1 | SolarEdge | HD-Wave Genesis SE8250H-BPV | SolarEdge | 2025-02-24
2022-03-25 | HBS3851 | SolarEdge BAT-10K1P (x2) w/ SolarEdge HD-Wave Genesis SE8250H-BPV inverter, SolarEdge 'smart controller' | 19.4 |  |  | SolarEdge | BAT-10K1P | 2 | SolarEdge | HD-Wave Genesis SE8250H-BPV | SolarEdge | 2025-02-24
2022-03-25 | HBS3852 | SolarEdge BAT-10K1P (x3) w/ SolarEdge HD-Wave Genesis SE8250H-BPV inverter, SolarEdge 'smart controller' | 29.1 |  |  | SolarEdge | BAT-10K1P | 3 | SolarEdge | HD-Wave Genesis SE8250H-BPV | SolarEdge | 2025-02-24
2022-03-25 | HBS3853 | SolarEdge BAT-10K1P (x1) w/ SolarEdge HD-Wave Genesis SE10000H-BPV inverter, SolarEdge 'smart controller' | 9.7 |  |  | SolarEdge | BAT-10K1P | 1 | SolarEdge | HD-Wave Genesis SE10000H-BPV | SolarEdge | 2025-02-24
2022-03-25 | HBS3854 | SolarEdge BAT-10K1P (x2) w/ SolarEdge HD-Wave Genesis SE10000H-BPV inverter, SolarEdge 'smart controller' | 19.4 |  |  | SolarEdge | BAT-10K1P | 2 | SolarEdge | HD-Wave Genesis SE10000H-BPV | SolarEdge | 2025-02-24
2022-03-25 | HBS3855 | SolarEdge BAT-10K1P (x3) w/ SolarEdge HD-Wave Genesis SE10000H-BPV inverter, SolarEdge 'smart controller' | 29.1 |  |  | SolarEdge | BAT-10K1P | 3 | SolarEdge | HD-Wave Genesis SE10000H-BPV | SolarEdge | 2025-02-24
2022-03-25 | HBS3856 | SolarEdge BAT-10K1P (x1) w/ SolarEdge HD-Wave EV SE3000H-BPV inverter, SolarEdge 'smart controller' | 9.7 |  |  | SolarEdge | BAT-10K1P | 1 | SolarEdge | HD-Wave EV SE3000H-BPV | SolarEdge | 2025-02-24
2022-03-25 | HBS3857 | SolarEdge BAT-10K1P (x1) w/ SolarEdge HD-Wave EV SE5000H-BPV inverter, SolarEdge 'smart controller' | 9.7 |  |  | SolarEdge | BAT-10K1P | 1 | SolarEdge | HD-Wave EV SE5000H-BPV | SolarEdge | 2025-02-24
2022-03-25 | HBS3858 | SolarEdge BAT-10K1P (x2) w/ SolarEdge HD-Wave EV SE5000H-BPV inverter, SolarEdge 'smart controller' | 19.4 |  |  | SolarEdge | BAT-10K1P | 2 | SolarEdge | HD-Wave EV SE5000H-BPV | SolarEdge | 2025-02-24
2022-04-08 | HBS3860 | HRESYS VHR TL48100LFP-3U (x2) w/ GoodWe GW5048D-ES inverter | 9.6 |  |  | HRESYS | VHR TL48100LFP-3U | 2 | GoodWe | GW5048D-ES | HRESYS | 2026-06-16
2022-04-08 | HBS3861 | HRESYS VHR TL48100LFP-3U (x3) w/ GoodWe GW5048D-ES inverter | 14.4 |  |  | HRESYS | VHR TL48100LFP-3U | 3 | GoodWe | GW5048D-ES | HRESYS | 2026-06-16
2022-04-08 | HBS3863 | HRESYS VHR TL48100LFP-3U (x2) w/ GoodWe GW5000S-BP inverter | 9.6 |  |  | HRESYS | VHR TL48100LFP-3U | 2 | GoodWe | GW5000S-BP | HRESYS | 2025-03-02
2022-04-08 | HBS3864 | HRESYS VHR TL48100LFP-3U (x3) w/ GoodWe GW5000S-BP inverter | 14.4 |  |  | HRESYS | VHR TL48100LFP-3U | 3 | GoodWe | GW5000S-BP | HRESYS | 2025-03-02
2022-05-13 | HBS3866 | Growatt ARK 7.6XH-A1 (x1) w/ Shenzhen Growatt New Energy Co Ltd MIN 2500TL-XA Eastron SDM-120 CT-MV | 6.75 |  |  | Growatt | ARK 7.6XH-A1 | 1 | Shenzhen Growatt New Energy Co Ltd | MIN 2500TL-XA | Growatt | 2025-01-08
2022-05-13 | HBS3867 | Growatt ARK 10.2XH-A1 (x1) w/ Shenzhen Growatt New Energy Co Ltd MIN 2500TL-XA Eastron SDM-120 CT-MV | 9 |  |  | Growatt | ARK 10.2XH-A1 | 1 | Shenzhen Growatt New Energy Co Ltd | MIN 2500TL-XA | Growatt | 2025-01-08
2022-05-13 | HBS3868 | Growatt ARK 12.8XH-A1 (x1) w/ Shenzhen Growatt New Energy Co Ltd MIN 2500TL-XA Eastron SDM-120 CT-MV | 11.25 |  |  | Growatt | ARK 12.8XH-A1 | 1 | Shenzhen Growatt New Energy Co Ltd | MIN 2500TL-XA | Growatt | 2025-01-08
2022-05-13 | HBS3869 | Growatt ARK 15.3XH-A1 (x1) w/ Shenzhen Growatt New Energy Co Ltd MIN 2500TL-XA Eastron SDM-120 CT-MV | 13.5 |  |  | Growatt | ARK 15.3XH-A1 | 1 | Shenzhen Growatt New Energy Co Ltd | MIN 2500TL-XA | Growatt | 2025-01-08
2022-05-13 | HBS3870 | Growatt ARK 17.9XH-A1 (x1) w/ Shenzhen Growatt New Energy Co Ltd MIN 2500TL-XA Eastron SDM-120 CT-MV | 16.13 |  |  | Growatt | ARK 17.9XH-A1 | 1 | Shenzhen Growatt New Energy Co Ltd | MIN 2500TL-XA | Growatt | 2025-01-08
2022-05-13 | HBS3872 | Growatt ARK 7.6XH-A1 (x1) w/ Shenzhen Growatt New Energy Co Ltd MIN 3000TL-XA Eastron SDM-120 CT-MV | 6.75 |  |  | Growatt | ARK 7.6XH-A1 | 1 | Shenzhen Growatt New Energy Co Ltd | MIN 3000TL-XA | Growatt | 2025-01-08
2022-05-13 | HBS3873 | Growatt ARK 10.2XH-A1 (x1) w/ Shenzhen Growatt New Energy Co Ltd MIN 3000TL-XA Eastron SDM-120 CT-MV | 9 |  |  | Growatt | ARK 10.2XH-A1 | 1 | Shenzhen Growatt New Energy Co Ltd | MIN 3000TL-XA | Growatt | 2025-01-08
2022-05-13 | HBS3874 | Growatt ARK 12.8XH-A1 (x1) w/ Shenzhen Growatt New Energy Co Ltd MIN 3000TL-XA Eastron SDM-120 CT-MV | 11.25 |  |  | Growatt | ARK 12.8XH-A1 | 1 | Shenzhen Growatt New Energy Co Ltd | MIN 3000TL-XA | Growatt | 2025-01-08
2022-05-13 | HBS3875 | Growatt ARK 15.3XH-A1 (x1) w/ Shenzhen Growatt New Energy Co Ltd MIN 3000TL-XA Eastron SDM-120 CT-MV | 13.5 |  |  | Growatt | ARK 15.3XH-A1 | 1 | Shenzhen Growatt New Energy Co Ltd | MIN 3000TL-XA | Growatt | 2025-01-08
2022-05-13 | HBS3876 | Growatt ARK 17.9XH-A1 (x1) w/ Shenzhen Growatt New Energy Co Ltd MIN 3000TL-XA Eastron SDM-120 CT-MV | 16.13 |  |  | Growatt | ARK 17.9XH-A1 | 1 | Shenzhen Growatt New Energy Co Ltd | MIN 3000TL-XA | Growatt | 2025-01-08
2022-05-13 | HBS3878 | Growatt ARK 7.6XH-A1 (x1) w/ Shenzhen Growatt New Energy Co Ltd MIN 3600TL-XA Eastron SDM-120 CT-MV | 6.75 |  |  | Growatt | ARK 7.6XH-A1 | 1 | Shenzhen Growatt New Energy Co Ltd | MIN 3600TL-XA | Growatt | 2025-01-08
2022-05-13 | HBS3879 | Growatt ARK 10.2XH-A1 (x1) w/ Shenzhen Growatt New Energy Co Ltd MIN 3600TL-XA Eastron SDM-120 CT-MV | 9 |  |  | Growatt | ARK 10.2XH-A1 | 1 | Shenzhen Growatt New Energy Co Ltd | MIN 3600TL-XA | Growatt | 2025-01-08
2022-05-13 | HBS3880 | Growatt ARK 12.8XH-A1 (x1) w/ Shenzhen Growatt New Energy Co Ltd MIN 3600TL-XA Eastron SDM-120 CT-MV | 11.25 |  |  | Growatt | ARK 12.8XH-A1 | 1 | Shenzhen Growatt New Energy Co Ltd | MIN 3600TL-XA | Growatt | 2025-01-08
2022-05-13 | HBS3881 | Growatt ARK 15.3XH-A1 (x1) w/ Shenzhen Growatt New Energy Co Ltd MIN 3600TL-XA Eastron SDM-120 CT-MV | 13.5 |  |  | Growatt | ARK 15.3XH-A1 | 1 | Shenzhen Growatt New Energy Co Ltd | MIN 3600TL-XA | Growatt | 2025-01-08
2022-05-13 | HBS3882 | Growatt ARK 17.9XH-A1 (x1) w/ Shenzhen Growatt New Energy Co Ltd MIN 3600TL-XA Eastron SDM-120 CT-MV | 16.13 |  |  | Growatt | ARK 17.9XH-A1 | 1 | Shenzhen Growatt New Energy Co Ltd | MIN 3600TL-XA | Growatt | 2025-01-08
2022-05-13 | HBS3884 | Growatt ARK 7.6XH-A1 (x1) w/ Shenzhen Growatt New Energy Co Ltd MIN 4200TL-XA Eastron SDM-120 CT-MV | 6.75 |  |  | Growatt | ARK 7.6XH-A1 | 1 | Shenzhen Growatt New Energy Co Ltd | MIN 4200TL-XA | Growatt | 2025-01-08
2022-05-13 | HBS3885 | Growatt ARK 10.2XH-A1 (x1) w/ Shenzhen Growatt New Energy Co Ltd MIN 4200TL-XA Eastron SDM-120 CT-MV | 9 |  |  | Growatt | ARK 10.2XH-A1 | 1 | Shenzhen Growatt New Energy Co Ltd | MIN 4200TL-XA | Growatt | 2025-01-08
2022-05-13 | HBS3886 | Growatt ARK 12.8XH-A1 (x1) w/ Shenzhen Growatt New Energy Co Ltd MIN 4200TL-XA Eastron SDM-120 CT-MV | 11.25 |  |  | Growatt | ARK 12.8XH-A1 | 1 | Shenzhen Growatt New Energy Co Ltd | MIN 4200TL-XA | Growatt | 2025-01-08
2022-05-13 | HBS3887 | Growatt ARK 15.3XH-A1 (x1) w/ Shenzhen Growatt New Energy Co Ltd MIN 4200TL-XA Eastron SDM-120 CT-MV | 13.5 |  |  | Growatt | ARK 15.3XH-A1 | 1 | Shenzhen Growatt New Energy Co Ltd | MIN 4200TL-XA | Growatt | 2025-01-08
2022-05-13 | HBS3888 | Growatt ARK 17.9XH-A1 (x1) w/ Shenzhen Growatt New Energy Co Ltd MIN 4200TL-XA Eastron SDM-120 CT-MV | 16.13 |  |  | Growatt | ARK 17.9XH-A1 | 1 | Shenzhen Growatt New Energy Co Ltd | MIN 4200TL-XA | Growatt | 2025-01-08
2022-05-13 | HBS3890 | Growatt ARK 7.6XH-A1 (x1) w/ Shenzhen Growatt New Energy Co Ltd MIN 4600TL-XA Eastron SDM-120 CT-MV | 6.75 |  |  | Growatt | ARK 7.6XH-A1 | 1 | Shenzhen Growatt New Energy Co Ltd | MIN 4600TL-XA | Growatt | 2025-01-08
2022-05-13 | HBS3891 | Growatt ARK 10.2XH-A1 (x1) w/ Shenzhen Growatt New Energy Co Ltd MIN 4600TL-XA Eastron SDM-120 CT-MV | 9 |  |  | Growatt | ARK 10.2XH-A1 | 1 | Shenzhen Growatt New Energy Co Ltd | MIN 4600TL-XA | Growatt | 2025-01-08
2022-05-13 | HBS3892 | Growatt ARK 12.8XH-A1 (x1) w/ Shenzhen Growatt New Energy Co Ltd MIN 4600TL-XA Eastron SDM-120 CT-MV | 11.25 |  |  | Growatt | ARK 12.8XH-A1 | 1 | Shenzhen Growatt New Energy Co Ltd | MIN 4600TL-XA | Growatt | 2025-01-08
2022-05-13 | HBS3893 | Growatt ARK 15.3XH-A1 (x1) w/ Shenzhen Growatt New Energy Co Ltd MIN 4600TL-XA Eastron SDM-120 CT-MV | 13.5 |  |  | Growatt | ARK 15.3XH-A1 | 1 | Shenzhen Growatt New Energy Co Ltd | MIN 4600TL-XA | Growatt | 2025-01-08
2022-05-13 | HBS3894 | Growatt ARK 17.9XH-A1 (x1) w/ Shenzhen Growatt New Energy Co Ltd MIN 4600TL-XA Eastron SDM-120 CT-MV | 16.13 |  |  | Growatt | ARK 17.9XH-A1 | 1 | Shenzhen Growatt New Energy Co Ltd | MIN 4600TL-XA | Growatt | 2025-01-08
2022-05-13 | HBS3896 | Growatt ARK 7.6XH-A1 (x1) w/ Shenzhen Growatt New Energy Co Ltd MIN 5000TL-XA Eastron SDM-120 CT-MV | 6.75 |  |  | Growatt | ARK 7.6XH-A1 | 1 | Shenzhen Growatt New Energy Co Ltd | MIN 5000TL-XA | Growatt | 2025-01-08
2022-05-13 | HBS3897 | Growatt ARK 10.2XH-A1 (x1) w/ Shenzhen Growatt New Energy Co Ltd MIN 5000TL-XA Eastron SDM-120 CT-MV | 9 |  |  | Growatt | ARK 10.2XH-A1 | 1 | Shenzhen Growatt New Energy Co Ltd | MIN 5000TL-XA | Growatt | 2025-01-08
2022-05-13 | HBS3898 | Growatt ARK 12.8XH-A1 (x1) w/ Shenzhen Growatt New Energy Co Ltd MIN 5000TL-XA Eastron SDM-120 CT-MV | 11.25 |  |  | Growatt | ARK 12.8XH-A1 | 1 | Shenzhen Growatt New Energy Co Ltd | MIN 5000TL-XA | Growatt | 2025-01-08
2022-05-13 | HBS3899 | Growatt ARK 15.3XH-A1 (x1) w/ Shenzhen Growatt New Energy Co Ltd MIN 5000TL-XA Eastron SDM-120 CT-MV | 13.5 |  |  | Growatt | ARK 15.3XH-A1 | 1 | Shenzhen Growatt New Energy Co Ltd | MIN 5000TL-XA | Growatt | 2025-01-08
2022-05-13 | HBS3900 | Growatt ARK 17.9XH-A1 (x1) w/ Shenzhen Growatt New Energy Co Ltd MIN 5000TL-XA Eastron SDM-120 CT-MV | 16.13 |  |  | Growatt | ARK 17.9XH-A1 | 1 | Shenzhen Growatt New Energy Co Ltd | MIN 5000TL-XA | Growatt | 2025-01-08
2022-05-13 | HBS3902 | Growatt ARK 7.6XH-A1 (x1) w/ Shenzhen Growatt New Energy Co Ltd MIN 6000TL-XA Eastron SDM-120 CT-MV | 6.75 |  |  | Growatt | ARK 7.6XH-A1 | 1 | Shenzhen Growatt New Energy Co Ltd | MIN 6000TL-XA | Growatt | 2025-01-08
2022-05-13 | HBS3903 | Growatt ARK 10.2XH-A1 (x1) w/ Shenzhen Growatt New Energy Co Ltd MIN 6000TL-XA Eastron SDM-120 CT-MV | 9 |  |  | Growatt | ARK 10.2XH-A1 | 1 | Shenzhen Growatt New Energy Co Ltd | MIN 6000TL-XA | Growatt | 2025-01-08
2022-05-13 | HBS3904 | Growatt ARK 12.8XH-A1 (x1) w/ Shenzhen Growatt New Energy Co Ltd MIN 6000TL-XA Eastron SDM-120 CT-MV | 11.25 |  |  | Growatt | ARK 12.8XH-A1 | 1 | Shenzhen Growatt New Energy Co Ltd | MIN 6000TL-XA | Growatt | 2025-01-08
2022-05-13 | HBS3905 | Growatt ARK 15.3XH-A1 (x1) w/ Shenzhen Growatt New Energy Co Ltd MIN 6000TL-XA Eastron SDM-120 CT-MV | 13.5 |  |  | Growatt | ARK 15.3XH-A1 | 1 | Shenzhen Growatt New Energy Co Ltd | MIN 6000TL-XA | Growatt | 2025-01-08
2022-05-13 | HBS3906 | Growatt ARK 17.9XH-A1 (x1) w/ Shenzhen Growatt New Energy Co Ltd MIN 6000TL-XA Eastron SDM-120 CT-MV | 16.13 |  |  | Growatt | ARK 17.9XH-A1 | 1 | Shenzhen Growatt New Energy Co Ltd | MIN 6000TL-XA | Growatt | 2025-01-08
2022-05-13 | HBS3908 | Growatt ARK 7.6XH-A1 (x1) w/ Shenzhen Growatt New Energy Co Ltd MIN 2500TL-XA Eastron SDM-630MCT | 6.75 |  |  | Growatt | ARK 7.6XH-A1 | 1 | Shenzhen Growatt New Energy Co Ltd | MIN 2500TL-XA | Growatt | 2025-01-08
2022-05-13 | HBS3909 | Growatt ARK 10.2XH-A1 (x1) w/ Shenzhen Growatt New Energy Co Ltd MIN 2500TL-XA Eastron SDM-630MCT | 9 |  |  | Growatt | ARK 10.2XH-A1 | 1 | Shenzhen Growatt New Energy Co Ltd | MIN 2500TL-XA | Growatt | 2025-01-08
2022-05-13 | HBS3910 | Growatt ARK 12.8XH-A1 (x1) w/ Shenzhen Growatt New Energy Co Ltd MIN 2500TL-XA Eastron SDM-630MCT | 11.25 |  |  | Growatt | ARK 12.8XH-A1 | 1 | Shenzhen Growatt New Energy Co Ltd | MIN 2500TL-XA | Growatt | 2025-01-08
2022-05-13 | HBS3911 | Growatt ARK 15.3XH-A1 (x1) w/ Shenzhen Growatt New Energy Co Ltd MIN 2500TL-XA Eastron SDM-630MCT | 13.5 |  |  | Growatt | ARK 15.3XH-A1 | 1 | Shenzhen Growatt New Energy Co Ltd | MIN 2500TL-XA | Growatt | 2025-01-08
2022-05-13 | HBS3912 | Growatt ARK 17.9XH-A1 (x1) w/ Shenzhen Growatt New Energy Co Ltd MIN 2500TL-XA Eastron SDM-630MCT | 16.13 |  |  | Growatt | ARK 17.9XH-A1 | 1 | Shenzhen Growatt New Energy Co Ltd | MIN 2500TL-XA | Growatt | 2025-01-08
2022-05-13 | HBS3914 | Growatt ARK 7.6XH-A1 (x1) w/ Shenzhen Growatt New Energy Co Ltd MIN 3000TL-XA Eastron SDM-630MCT | 6.75 |  |  | Growatt | ARK 7.6XH-A1 | 1 | Shenzhen Growatt New Energy Co Ltd | MIN 3000TL-XA | Growatt | 2025-01-08
2022-05-13 | HBS3915 | Growatt ARK 10.2XH-A1 (x1) w/ Shenzhen Growatt New Energy Co Ltd MIN 3000TL-XA Eastron SDM-630MCT | 9 |  |  | Growatt | ARK 10.2XH-A1 | 1 | Shenzhen Growatt New Energy Co Ltd | MIN 3000TL-XA | Growatt | 2025-01-08
2022-05-13 | HBS3916 | Growatt ARK 12.8XH-A1 (x1) w/ Shenzhen Growatt New Energy Co Ltd MIN 3000TL-XA Eastron SDM-630MCT | 11.25 |  |  | Growatt | ARK 12.8XH-A1 | 1 | Shenzhen Growatt New Energy Co Ltd | MIN 3000TL-XA | Growatt | 2025-01-08
2022-05-13 | HBS3917 | Growatt ARK 15.3XH-A1 (x1) w/ Shenzhen Growatt New Energy Co Ltd MIN 3000TL-XA Eastron SDM-630MCT | 13.5 |  |  | Growatt | ARK 15.3XH-A1 | 1 | Shenzhen Growatt New Energy Co Ltd | MIN 3000TL-XA | Growatt | 2025-01-08
2022-05-13 | HBS3918 | Growatt ARK 17.9XH-A1 (x1) w/ Shenzhen Growatt New Energy Co Ltd MIN 3000TL-XA Eastron SDM-630MCT | 16.13 |  |  | Growatt | ARK 17.9XH-A1 | 1 | Shenzhen Growatt New Energy Co Ltd | MIN 3000TL-XA | Growatt | 2025-01-08
2022-05-13 | HBS3920 | Growatt ARK 7.6XH-A1 (x1) w/ Shenzhen Growatt New Energy Co Ltd MIN 3600TL-XA Eastron SDM-630MCT | 6.75 |  |  | Growatt | ARK 7.6XH-A1 | 1 | Shenzhen Growatt New Energy Co Ltd | MIN 3600TL-XA | Growatt | 2025-01-08
2022-05-13 | HBS3921 | Growatt ARK 10.2XH-A1 (x1) w/ Shenzhen Growatt New Energy Co Ltd MIN 3600TL-XA Eastron SDM-630MCT | 9 |  |  | Growatt | ARK 10.2XH-A1 | 1 | Shenzhen Growatt New Energy Co Ltd | MIN 3600TL-XA | Growatt | 2025-01-08
2022-05-13 | HBS3922 | Growatt ARK 12.8XH-A1 (x1) w/ Shenzhen Growatt New Energy Co Ltd MIN 3600TL-XA Eastron SDM-630MCT | 11.25 |  |  | Growatt | ARK 12.8XH-A1 | 1 | Shenzhen Growatt New Energy Co Ltd | MIN 3600TL-XA | Growatt | 2025-01-08
2022-05-13 | HBS3923 | Growatt ARK 15.3XH-A1 (x1) w/ Shenzhen Growatt New Energy Co Ltd MIN 3600TL-XA Eastron SDM-630MCT | 13.5 |  |  | Growatt | ARK 15.3XH-A1 | 1 | Shenzhen Growatt New Energy Co Ltd | MIN 3600TL-XA | Growatt | 2025-01-08
2022-05-13 | HBS3924 | Growatt ARK 17.9XH-A1 (x1) w/ Shenzhen Growatt New Energy Co Ltd MIN 3600TL-XA Eastron SDM-630MCT | 16.13 |  |  | Growatt | ARK 17.9XH-A1 | 1 | Shenzhen Growatt New Energy Co Ltd | MIN 3600TL-XA | Growatt | 2025-01-08
2022-05-13 | HBS3926 | Growatt ARK 7.6XH-A1 (x1) w/ Shenzhen Growatt New Energy Co Ltd MIN 4200TL-XA Eastron SDM-630MCT | 6.75 |  |  | Growatt | ARK 7.6XH-A1 | 1 | Shenzhen Growatt New Energy Co Ltd | MIN 4200TL-XA | Growatt | 2025-01-08
2022-05-13 | HBS3927 | Growatt ARK 10.2XH-A1 (x1) w/ Shenzhen Growatt New Energy Co Ltd MIN 4200TL-XA Eastron SDM-630MCT | 9 |  |  | Growatt | ARK 10.2XH-A1 | 1 | Shenzhen Growatt New Energy Co Ltd | MIN 4200TL-XA | Growatt | 2025-01-08
2022-05-13 | HBS3928 | Growatt ARK 12.8XH-A1 (x1) w/ Shenzhen Growatt New Energy Co Ltd MIN 4200TL-XA Eastron SDM-630MCT | 11.25 |  |  | Growatt | ARK 12.8XH-A1 | 1 | Shenzhen Growatt New Energy Co Ltd | MIN 4200TL-XA | Growatt | 2025-01-08
2022-05-13 | HBS3929 | Growatt ARK 15.3XH-A1 (x1) w/ Shenzhen Growatt New Energy Co Ltd MIN 4200TL-XA Eastron SDM-630MCT | 13.5 |  |  | Growatt | ARK 15.3XH-A1 | 1 | Shenzhen Growatt New Energy Co Ltd | MIN 4200TL-XA | Growatt | 2025-01-08
2022-05-13 | HBS3930 | Growatt ARK 17.9XH-A1 (x1) w/ Shenzhen Growatt New Energy Co Ltd MIN 4200TL-XA Eastron SDM-630MCT | 16.13 |  |  | Growatt | ARK 17.9XH-A1 | 1 | Shenzhen Growatt New Energy Co Ltd | MIN 4200TL-XA | Growatt | 2025-01-08
2022-05-13 | HBS3932 | Growatt ARK 7.6XH-A1 (x1) w/ Shenzhen Growatt New Energy Co Ltd MIN 4600TL-XA Eastron SDM-630MCT | 6.75 |  |  | Growatt | ARK 7.6XH-A1 | 1 | Shenzhen Growatt New Energy Co Ltd | MIN 4600TL-XA | Growatt | 2025-01-08
2022-05-13 | HBS3933 | Growatt ARK 10.2XH-A1 (x1) w/ Shenzhen Growatt New Energy Co Ltd MIN 4600TL-XA Eastron SDM-630MCT | 9 |  |  | Growatt | ARK 10.2XH-A1 | 1 | Shenzhen Growatt New Energy Co Ltd | MIN 4600TL-XA | Growatt | 2025-01-08
2022-05-13 | HBS3934 | Growatt ARK 12.8XH-A1 (x1) w/ Shenzhen Growatt New Energy Co Ltd MIN 4600TL-XA Eastron SDM-630MCT | 11.25 |  |  | Growatt | ARK 12.8XH-A1 | 1 | Shenzhen Growatt New Energy Co Ltd | MIN 4600TL-XA | Growatt | 2025-01-08
2022-05-13 | HBS3935 | Growatt ARK 15.3XH-A1 (x1) w/ Shenzhen Growatt New Energy Co Ltd MIN 4600TL-XA Eastron SDM-630MCT | 13.5 |  |  | Growatt | ARK 15.3XH-A1 | 1 | Shenzhen Growatt New Energy Co Ltd | MIN 4600TL-XA | Growatt | 2025-01-08
2022-05-13 | HBS3936 | Growatt ARK 17.9XH-A1 (x1) w/ Shenzhen Growatt New Energy Co Ltd MIN 4600TL-XA Eastron SDM-630MCT | 16.13 |  |  | Growatt | ARK 17.9XH-A1 | 1 | Shenzhen Growatt New Energy Co Ltd | MIN 4600TL-XA | Growatt | 2025-01-08
2022-05-13 | HBS3938 | Growatt ARK 7.6XH-A1 (x1) w/ Shenzhen Growatt New Energy Co Ltd MIN 5000TL-XA Eastron SDM-630MCT | 6.75 |  |  | Growatt | ARK 7.6XH-A1 | 1 | Shenzhen Growatt New Energy Co Ltd | MIN 5000TL-XA | Growatt | 2025-01-08
2022-05-13 | HBS3939 | Growatt ARK 10.2XH-A1 (x1) w/ Shenzhen Growatt New Energy Co Ltd MIN 5000TL-XA Eastron SDM-630MCT | 9 |  |  | Growatt | ARK 10.2XH-A1 | 1 | Shenzhen Growatt New Energy Co Ltd | MIN 5000TL-XA | Growatt | 2025-01-08
2022-05-13 | HBS3940 | Growatt ARK 12.8XH-A1 (x1) w/ Shenzhen Growatt New Energy Co Ltd MIN 5000TL-XA Eastron SDM-630MCT | 11.25 |  |  | Growatt | ARK 12.8XH-A1 | 1 | Shenzhen Growatt New Energy Co Ltd | MIN 5000TL-XA | Growatt | 2025-01-08
2022-05-13 | HBS3941 | Growatt ARK 15.3XH-A1 (x1) w/ Shenzhen Growatt New Energy Co Ltd MIN 5000TL-XA Eastron SDM-630MCT | 13.5 |  |  | Growatt | ARK 15.3XH-A1 | 1 | Shenzhen Growatt New Energy Co Ltd | MIN 5000TL-XA | Growatt | 2025-01-08
2022-05-13 | HBS3942 | Growatt ARK 17.9XH-A1 (x1) w/ Shenzhen Growatt New Energy Co Ltd MIN 5000TL-XA Eastron SDM-630MCT | 16.13 |  |  | Growatt | ARK 17.9XH-A1 | 1 | Shenzhen Growatt New Energy Co Ltd | MIN 5000TL-XA | Growatt | 2025-01-08
2022-05-13 | HBS3944 | Growatt ARK 7.6XH-A1 (x1) w/ Shenzhen Growatt New Energy Co Ltd MIN 6000TL-XA Eastron SDM-630MCT | 6.75 |  |  | Growatt | ARK 7.6XH-A1 | 1 | Shenzhen Growatt New Energy Co Ltd | MIN 6000TL-XA | Growatt | 2025-01-08
2022-05-13 | HBS3945 | Growatt ARK 10.2XH-A1 (x1) w/ Shenzhen Growatt New Energy Co Ltd MIN 6000TL-XA Eastron SDM-630MCT | 9 |  |  | Growatt | ARK 10.2XH-A1 | 1 | Shenzhen Growatt New Energy Co Ltd | MIN 6000TL-XA | Growatt | 2025-01-08
2022-05-13 | HBS3946 | Growatt ARK 12.8XH-A1 (x1) w/ Shenzhen Growatt New Energy Co Ltd MIN 6000TL-XA Eastron SDM-630MCT | 11.25 |  |  | Growatt | ARK 12.8XH-A1 | 1 | Shenzhen Growatt New Energy Co Ltd | MIN 6000TL-XA | Growatt | 2025-01-08
2022-05-13 | HBS3947 | Growatt ARK 15.3XH-A1 (x1) w/ Shenzhen Growatt New Energy Co Ltd MIN 6000TL-XA Eastron SDM-630MCT | 13.5 |  |  | Growatt | ARK 15.3XH-A1 | 1 | Shenzhen Growatt New Energy Co Ltd | MIN 6000TL-XA | Growatt | 2025-01-08
2022-05-13 | HBS3948 | Growatt ARK 17.9XH-A1 (x1) w/ Shenzhen Growatt New Energy Co Ltd MIN 6000TL-XA Eastron SDM-630MCT | 16.13 |  |  | Growatt | ARK 17.9XH-A1 | 1 | Shenzhen Growatt New Energy Co Ltd | MIN 6000TL-XA | Growatt | 2025-01-08
2022-05-27 | HBS3949 | LG Energy Solution RESU 12 w/ Selectronic SPMC481-AU inverter | 11.7 |  |  | LG Energy Solution | RESU 12 | 1 | Selectronic | SPMC481-AU | LG Energy Solution | 2025-04-08
2022-05-27 | HBS3950 | LG Energy Solution RESU 12 w/ Selectronic SPMC482-AU inverter | 11.7 |  |  | LG Energy Solution | RESU 12 | 1 | Selectronic | SPMC482-AU | LG Energy Solution | 2025-04-08
2022-05-27 | HBS3951 | Sungrow SBR128 w/ Sungrow SG5.0RS-ADA inverter | 12.8 |  |  | Sungrow | SBR128 | 1 | Sungrow | SG5.0RS-ADA | Sungrow | 2025-04-12
2022-05-27 | HBS3952 | Redback SB9600 Smart Battery | 8.64 | Redback Operations Pty Ltd | SB9600 |  |  | 1 |  |  | Redback | 2025-05-10
2022-05-27 | HBS3953 | Redback SB14200 Smart Battery | 12.78 | Redback Operations Pty Ltd | SB14200 |  |  | 1 |  |  | Redback | 2025-05-10
2022-06-03 | HBS3954 | LG Energy Solution RESU 12 w/ GW5000S-BP inverter, GM-3000 'smart controller' | 11.7 |  |  | LG Energy Solution | RESU 12 | 1 | GoodWe | GW5000S-BP | LG Energy Solution | 2025-03-02
2022-06-17 | HBS3955 | LG Energy Solution RESU 10H Prime (x1) w/ GoodWe GEH5.0-1U-10 GoodWe GM-1000 | 9.6 |  |  | LG Energy Solution | RESU 10H Prime | 1 | GoodWe | GEH5.0-1U-10 | LG Energy Solution | 2025-05-04
2022-06-17 | HBS3956 | LG Energy Solution RESU 10H Prime (x1) w/ GoodWe GEH8.6-1U-10 GoodWe GM-1000 | 9.6 |  |  | LG Energy Solution | RESU 10H Prime | 1 | GoodWe | GEH8.6-1U-10 | LG Energy Solution | 2025-05-04
2022-06-17 | HBS3957 | LG Energy Solution RESU 10H Prime (x1) w/ GoodWe GEH10-1U-10 GoodWe GM-1000 | 9.6 |  |  | LG Energy Solution | RESU 10H Prime | 1 | GoodWe | GEH10-1U-10 | LG Energy Solution | 2025-05-04
2022-06-17 | HBS3958 | LG Energy Solution RESU 16H Prime (x1) w/ GoodWe GEH5.0-1U-10 GoodWe GM-1000 | 16 |  |  | LG Energy Solution | RESU 16H Prime | 1 | GoodWe | GEH5.0-1U-10 | LG Energy Solution | 2025-05-04
2022-06-17 | HBS3959 | LG Energy Solution RESU 16H Prime (x1) w/ GoodWe GEH8.6-1U-10 GoodWe GM-1000 | 16 |  |  | LG Energy Solution | RESU 16H Prime | 1 | GoodWe | GEH8.6-1U-10 | LG Energy Solution | 2025-05-04
2022-06-17 | HBS3960 | LG Energy Solution RESU 16H Prime (x1) w/ GoodWe GEH10-1U-10 GoodWe GM-1000 | 16 |  |  | LG Energy Solution | RESU 16H Prime | 1 | GoodWe | GEH10-1U-10 | LG Energy Solution | 2025-05-04
2022-06-17 | HBS3961 | LG Energy Solution RESU 10H Prime (x2) w/ GoodWe GEH5.0-1U-10 GoodWe GM-3000 | 19.2 |  |  | LG Energy Solution | RESU 10H Prime | 2 | GoodWe | GEH5.0-1U-10 | LG Energy Solution | 2025-05-04
2022-06-17 | HBS3962 | LG Energy Solution RESU 10H Prime (x2) w/ GoodWe GEH8.6-1U-10 GoodWe GM-3000 | 19.2 |  |  | LG Energy Solution | RESU 10H Prime | 2 | GoodWe | GEH8.6-1U-10 | LG Energy Solution | 2025-05-04
2022-06-17 | HBS3963 | LG Energy Solution RESU 10H Prime (x2) w/ GoodWe GEH10-1U-10 GoodWe GM-3000 | 19.2 |  |  | LG Energy Solution | RESU 10H Prime | 2 | GoodWe | GEH10-1U-10 | LG Energy Solution | 2025-05-04
2022-06-17 | HBS3964 | LG Energy Solution RESU 16H Prime (x2) w/ GoodWe GEH5.0-1U-10 GoodWe GM-3000 | 32 |  |  | LG Energy Solution | RESU 16H Prime | 2 | GoodWe | GEH5.0-1U-10 | LG Energy Solution | 2025-05-04
2022-06-17 | HBS3965 | LG Energy Solution RESU 16H Prime (x2) w/ GoodWe GEH8.6-1U-10 GoodWe GM-3000 | 32 |  |  | LG Energy Solution | RESU 16H Prime | 2 | GoodWe | GEH8.6-1U-10 | LG Energy Solution | 2025-05-04
2022-06-17 | HBS3966 | LG Energy Solution RESU 16H Prime (x2) w/ GoodWe GEH10-1U-10 GoodWe GM-3000 | 32 |  |  | LG Energy Solution | RESU 16H Prime | 2 | GoodWe | GEH10-1U-10 | LG Energy Solution | 2025-05-04
2022-06-17 | HBS3967 | Alpha ESS SMILE-BAT-8.2 PH w/ SMILE-T10-HV-INV inverter | 7.8 |  |  | Alpha ESS | SMILE-BAT-8.2 PH | 1 | Alpha ESS | SMILE-T10-HV-INV | Alpha ESS | 2025-03-03
2022-06-17 | HBS3968 | Alpha ESS SMILE-BAT-8.2 PH II w/ SMILE-T10-HV-INV inverter | 15.6 |  |  | Alpha ESS | SMILE-BAT-8.2 PH II | 1 | Alpha ESS | SMILE-T10-HV-INV | Alpha ESS | 2025-03-03
2022-06-17 | HBS3969 | Alpha ESS SMILE-BAT-8.2 PH III w/ SMILE-T10-HV-INV inverter | 23.4 |  |  | Alpha ESS | SMILE-BAT-8.2 PH III | 1 | Alpha ESS | SMILE-T10-HV-INV | Alpha ESS | 2025-03-03
2022-06-17 | HBS3970 | Alpha ESS SMILE-BAT-8.2 PH IV w/ SMILE-T10-HV-INV inverter | 31.2 |  |  | Alpha ESS | SMILE-BAT-8.2 PH IV | 1 | Alpha ESS | SMILE-T10-HV-INV | Alpha ESS | 2025-03-03
2022-06-17 | HBS3971 | Alpha ESS SMILE-BAT-8.2 PH V w/ SMILE-T10-HV-INV inverter | 39 |  |  | Alpha ESS | SMILE-BAT-8.2 PH V | 1 | Alpha ESS | SMILE-T10-HV-INV | Alpha ESS | 2025-03-03
2022-06-17 | HBS3972 | Alpha ESS SMILE-BAT-8.2 PH VI w/ SMILE-T10-HV-INV inverter | 46.7 |  |  | Alpha ESS | SMILE-BAT-8.2 PH VI | 1 | Alpha ESS | SMILE-T10-HV-INV | Alpha ESS | 2025-03-03
2022-06-17 | HBS3985 | Jinko JKS-B51150-BI w/ JKS-3HLVS-ABI inverter, SDM-120 CT-MV 'smart controller' | 6.9 |  |  | Jinko | JKS-B51150-BI | 1 | Jinko | JKS-3HLVS-ABI | Jinko | 2025-06-03
2022-06-17 | HBS3986 | Jinko JKS-B51200-BI w/ JKS-3HLVS-ABI inverter, SDM-120 CT-MV 'smart controller' | 9.2 |  |  | Jinko | JKS-B51200-BI | 1 | Jinko | JKS-3HLVS-ABI | Jinko | 2025-06-03
2022-06-17 | HBS3987 | Jinko JKS-B51250-BI w/ JKS-3HLVS-ABI inverter, SDM-120 CT-MV 'smart controller' | 11.5 |  |  | Jinko | JKS-B51250-BI | 1 | Jinko | JKS-3HLVS-ABI | Jinko | 2025-06-03
2022-06-17 | HBS3988 | Jinko JKS-B51300-BI w/ JKS-3HLVS-ABI inverter, SDM-120 CT-MV 'smart controller' | 13.8 |  |  | Jinko | JKS-B51300-BI | 1 | Jinko | JKS-3HLVS-ABI | Jinko | 2025-06-03
2022-06-17 | HBS3989 | Jinko JKS-B51350-BI w/ JKS-3HLVS-ABI inverter, SDM-120 CT-MV 'smart controller' | 16.1 |  |  | Jinko | JKS-B51350-BI | 1 | Jinko | JKS-3HLVS-ABI | Jinko | 2025-06-03
2022-06-17 | HBS3990 | Jinko JKS-B51400-BI w/ JKS-3HLVS-ABI inverter, SDM-120 CT-MV 'smart controller' | 18.4 |  |  | Jinko | JKS-B51400-BI | 1 | Jinko | JKS-3HLVS-ABI | Jinko | 2025-06-03
2022-06-17 | HBS3991 | Jinko JKS-B51450-BI w/ JKS-3HLVS-ABI inverter, SDM-120 CT-MV 'smart controller' | 20.7 |  |  | Jinko | JKS-B51450-BI | 1 | Jinko | JKS-3HLVS-ABI | Jinko | 2025-06-03
2022-06-17 | HBS3992 | Jinko JKS-B51500-BI w/ JKS-3HLVS-ABI inverter, SDM-120 CT-MV 'smart controller' | 23 |  |  | Jinko | JKS-B51500-BI | 1 | Jinko | JKS-3HLVS-ABI | Jinko | 2025-06-03
2022-06-17 | HBS3995 | Jinko JKS-B51150-BI w/ JKS-3.6HLVS-ABI inverter, SDM-120 CT-MV 'smart controller' | 6.9 |  |  | Jinko | JKS-B51150-BI | 1 | Jinko | JKS-3.6HLVS-ABI | Jinko | 2025-06-03
2022-06-17 | HBS3996 | Jinko JKS-B51200-BI w/ JKS-3.6HLVS-ABI inverter, SDM-120 CT-MV 'smart controller' | 9.2 |  |  | Jinko | JKS-B51200-BI | 1 | Jinko | JKS-3.6HLVS-ABI | Jinko | 2025-06-03
2022-06-17 | HBS3997 | Jinko JKS-B51250-BI w/ JKS-3.6HLVS-ABI inverter, SDM-120 CT-MV 'smart controller' | 11.5 |  |  | Jinko | JKS-B51250-BI | 1 | Jinko | JKS-3.6HLVS-ABI | Jinko | 2025-06-03
2022-06-17 | HBS3998 | Jinko JKS-B51300-BI w/ JKS-3.6HLVS-ABI inverter, SDM-120 CT-MV 'smart controller' | 13.8 |  |  | Jinko | JKS-B51300-BI | 1 | Jinko | JKS-3.6HLVS-ABI | Jinko | 2025-06-03
2022-06-17 | HBS3999 | Jinko JKS-B51350-BI w/ JKS-3.6HLVS-ABI inverter, SDM-120 CT-MV 'smart controller' | 16.1 |  |  | Jinko | JKS-B51350-BI | 1 | Jinko | JKS-3.6HLVS-ABI | Jinko | 2025-06-03
2022-06-17 | HBS4000 | Jinko JKS-B51400-BI w/ JKS-3.6HLVS-ABI inverter, SDM-120 CT-MV 'smart controller' | 18.4 |  |  | Jinko | JKS-B51400-BI | 1 | Jinko | JKS-3.6HLVS-ABI | Jinko | 2025-06-03
2022-06-17 | HBS4001 | Jinko JKS-B51450-BI w/ JKS-3.6HLVS-ABI inverter, SDM-120 CT-MV 'smart controller' | 20.7 |  |  | Jinko | JKS-B51450-BI | 1 | Jinko | JKS-3.6HLVS-ABI | Jinko | 2025-06-03
2022-06-17 | HBS4002 | Jinko JKS-B51500-BI w/ JKS-3.6HLVS-ABI inverter, SDM-120 CT-MV 'smart controller' | 23 |  |  | Jinko | JKS-B51500-BI | 1 | Jinko | JKS-3.6HLVS-ABI | Jinko | 2025-06-03
2022-06-17 | HBS4005 | Jinko JKS-B51150-BI w/ JKS-4HLVS-ABI inverter, SDM-120 CT-MV 'smart controller' | 6.9 |  |  | Jinko | JKS-B51150-BI | 1 | Jinko | JKS-4HLVS-ABI | Jinko | 2025-06-03
2022-06-17 | HBS4006 | Jinko JKS-B51200-BI w/ JKS-4HLVS-ABI inverter, SDM-120 CT-MV 'smart controller' | 9.2 |  |  | Jinko | JKS-B51200-BI | 1 | Jinko | JKS-4HLVS-ABI | Jinko | 2025-06-03
2022-06-17 | HBS4007 | Jinko JKS-B51250-BI w/ JKS-4HLVS-ABI inverter, SDM-120 CT-MV 'smart controller' | 11.5 |  |  | Jinko | JKS-B51250-BI | 1 | Jinko | JKS-4HLVS-ABI | Jinko | 2025-06-03
2022-06-17 | HBS4008 | Jinko JKS-B51300-BI w/ JKS-4HLVS-ABI inverter, SDM-120 CT-MV 'smart controller' | 13.8 |  |  | Jinko | JKS-B51300-BI | 1 | Jinko | JKS-4HLVS-ABI | Jinko | 2025-06-03
2022-06-17 | HBS4009 | Jinko JKS-B51350-BI w/ JKS-4HLVS-ABI inverter, SDM-120 CT-MV 'smart controller' | 16.1 |  |  | Jinko | JKS-B51350-BI | 1 | Jinko | JKS-4HLVS-ABI | Jinko | 2025-06-03
2022-06-17 | HBS4010 | Jinko JKS-B51400-BI w/ JKS-4HLVS-ABI inverter, SDM-120 CT-MV 'smart controller' | 18.4 |  |  | Jinko | JKS-B51400-BI | 1 | Jinko | JKS-4HLVS-ABI | Jinko | 2025-06-03
2022-06-17 | HBS4011 | Jinko JKS-B51450-BI w/ JKS-4HLVS-ABI inverter, SDM-120 CT-MV 'smart controller' | 20.7 |  |  | Jinko | JKS-B51450-BI | 1 | Jinko | JKS-4HLVS-ABI | Jinko | 2025-06-03
2022-06-17 | HBS4012 | Jinko JKS-B51500-BI w/ JKS-4HLVS-ABI inverter, SDM-120 CT-MV 'smart controller' | 23 |  |  | Jinko | JKS-B51500-BI | 1 | Jinko | JKS-4HLVS-ABI | Jinko | 2025-06-03
2022-06-17 | HBS4015 | Jinko JKS-B51150-BI w/ JKS-4.6HLVS-ABI inverter, SDM-120 CT-MV 'smart controller' | 6.9 |  |  | Jinko | JKS-B51150-BI | 1 | Jinko | JKS-4.6HLVS-ABI | Jinko | 2025-06-03
2022-06-17 | HBS4016 | Jinko JKS-B51200-BI w/ JKS-4.6HLVS-ABI inverter, SDM-120 CT-MV 'smart controller' | 9.2 |  |  | Jinko | JKS-B51200-BI | 1 | Jinko | JKS-4.6HLVS-ABI | Jinko | 2025-06-03
2022-06-17 | HBS4017 | Jinko JKS-B51250-BI w/ JKS-4.6HLVS-ABI inverter, SDM-120 CT-MV 'smart controller' | 11.5 |  |  | Jinko | JKS-B51250-BI | 1 | Jinko | JKS-4.6HLVS-ABI | Jinko | 2025-06-03
2022-06-17 | HBS4018 | Jinko JKS-B51300-BI w/ JKS-4.6HLVS-ABI inverter, SDM-120 CT-MV 'smart controller' | 13.8 |  |  | Jinko | JKS-B51300-BI | 1 | Jinko | JKS-4.6HLVS-ABI | Jinko | 2025-06-03
2022-06-17 | HBS4019 | Jinko JKS-B51350-BI w/ JKS-4.6HLVS-ABI inverter, SDM-120 CT-MV 'smart controller' | 16.1 |  |  | Jinko | JKS-B51350-BI | 1 | Jinko | JKS-4.6HLVS-ABI | Jinko | 2025-06-03
2022-06-17 | HBS4020 | Jinko JKS-B51400-BI w/ JKS-4.6HLVS-ABI inverter, SDM-120 CT-MV 'smart controller' | 18.4 |  |  | Jinko | JKS-B51400-BI | 1 | Jinko | JKS-4.6HLVS-ABI | Jinko | 2025-06-03
2022-06-17 | HBS4021 | Jinko JKS-B51450-BI w/ JKS-4.6HLVS-ABI inverter, SDM-120 CT-MV 'smart controller' | 20.7 |  |  | Jinko | JKS-B51450-BI | 1 | Jinko | JKS-4.6HLVS-ABI | Jinko | 2025-06-03
2022-06-17 | HBS4022 | Jinko JKS-B51500-BI w/ JKS-4.6HLVS-ABI inverter, SDM-120 CT-MV 'smart controller' | 23 |  |  | Jinko | JKS-B51500-BI | 1 | Jinko | JKS-4.6HLVS-ABI | Jinko | 2025-06-03
2022-06-17 | HBS4025 | Jinko JKS-B51150-BI w/ JKS-5HLVS-ABI inverter, SDM-120 CT-MV 'smart controller' | 6.9 |  |  | Jinko | JKS-B51150-BI | 1 | Jinko | JKS-5HLVS-ABI | Jinko | 2025-06-03
2022-06-17 | HBS4026 | Jinko JKS-B51200-BI w/ JKS-5HLVS-ABI inverter, SDM-120 CT-MV 'smart controller' | 9.2 |  |  | Jinko | JKS-B51200-BI | 1 | Jinko | JKS-5HLVS-ABI | Jinko | 2025-06-03
2022-06-17 | HBS4027 | Jinko JKS-B51250-BI w/ JKS-5HLVS-ABI inverter, SDM-120 CT-MV 'smart controller' | 11.5 |  |  | Jinko | JKS-B51250-BI | 1 | Jinko | JKS-5HLVS-ABI | Jinko | 2025-06-03
2022-06-17 | HBS4028 | Jinko JKS-B51300-BI w/ JKS-5HLVS-ABI inverter, SDM-120 CT-MV 'smart controller' | 13.8 |  |  | Jinko | JKS-B51300-BI | 1 | Jinko | JKS-5HLVS-ABI | Jinko | 2025-06-03
2022-06-17 | HBS4029 | Jinko JKS-B51350-BI w/ JKS-5HLVS-ABI inverter, SDM-120 CT-MV 'smart controller' | 16.1 |  |  | Jinko | JKS-B51350-BI | 1 | Jinko | JKS-5HLVS-ABI | Jinko | 2025-06-03
2022-06-17 | HBS4030 | Jinko JKS-B51400-BI w/ JKS-5HLVS-ABI inverter, SDM-120 CT-MV 'smart controller' | 18.4 |  |  | Jinko | JKS-B51400-BI | 1 | Jinko | JKS-5HLVS-ABI | Jinko | 2025-06-03
2022-06-17 | HBS4031 | Jinko JKS-B51450-BI w/ JKS-5HLVS-ABI inverter, SDM-120 CT-MV 'smart controller' | 20.7 |  |  | Jinko | JKS-B51450-BI | 1 | Jinko | JKS-5HLVS-ABI | Jinko | 2025-06-03
2022-06-17 | HBS4032 | Jinko JKS-B51500-BI w/ JKS-5HLVS-ABI inverter, SDM-120 CT-MV 'smart controller' | 23 |  |  | Jinko | JKS-B51500-BI | 1 | Jinko | JKS-5HLVS-ABI | Jinko | 2025-06-03
2022-06-17 | HBS4035 | Jinko JKS-B51150-BI w/ JKS-6HLVS-ABI inverter, SDM-120 CT-MV 'smart controller' | 6.9 |  |  | Jinko | JKS-B51150-BI | 1 | Jinko | JKS-6HLVS-ABI | Jinko | 2025-06-03
2022-06-17 | HBS4036 | Jinko JKS-B51200-BI w/ JKS-6HLVS-ABI inverter, SDM-120 CT-MV 'smart controller' | 9.2 |  |  | Jinko | JKS-B51200-BI | 1 | Jinko | JKS-6HLVS-ABI | Jinko | 2025-06-03
2022-06-17 | HBS4037 | Jinko JKS-B51250-BI w/ JKS-6HLVS-ABI inverter, SDM-120 CT-MV 'smart controller' | 11.5 |  |  | Jinko | JKS-B51250-BI | 1 | Jinko | JKS-6HLVS-ABI | Jinko | 2025-06-03
2022-06-17 | HBS4038 | Jinko JKS-B51300-BI w/ JKS-6HLVS-ABI inverter, SDM-120 CT-MV 'smart controller' | 13.8 |  |  | Jinko | JKS-B51300-BI | 1 | Jinko | JKS-6HLVS-ABI | Jinko | 2025-06-03
2022-06-17 | HBS4039 | Jinko JKS-B51350-BI w/ JKS-6HLVS-ABI inverter, SDM-120 CT-MV 'smart controller' | 16.1 |  |  | Jinko | JKS-B51350-BI | 1 | Jinko | JKS-6HLVS-ABI | Jinko | 2025-06-03
2022-06-17 | HBS4040 | Jinko JKS-B51400-BI w/ JKS-6HLVS-ABI inverter, SDM-120 CT-MV 'smart controller' | 18.4 |  |  | Jinko | JKS-B51400-BI | 1 | Jinko | JKS-6HLVS-ABI | Jinko | 2025-06-03
2022-06-17 | HBS4041 | Jinko JKS-B51450-BI w/ JKS-6HLVS-ABI inverter, SDM-120 CT-MV 'smart controller' | 20.7 |  |  | Jinko | JKS-B51450-BI | 1 | Jinko | JKS-6HLVS-ABI | Jinko | 2025-06-03
2022-06-17 | HBS4042 | Jinko JKS-B51500-BI w/ JKS-6HLVS-ABI inverter, SDM-120 CT-MV 'smart controller' | 23 |  |  | Jinko | JKS-B51500-BI | 1 | Jinko | JKS-6HLVS-ABI | Jinko | 2025-06-03
2022-06-24 | HBS4043 | Pylontech US3000C (x4) w/ Selectronic SPMC481-AU inverter, Selectronic 'SE Meter', | 13.48 |  |  | Pylontech | US3000C | 4 | Selectronic | SPMC481-AU | Pylontech | 2025-04-08
2022-07-01 | HBS4044 | SonnenBatterie Evo | 10 | Sonnen Australia Pty Ltd | sonnenBatterie Evo | [5 empty] | Sonnen | 2025-06-27
2022-07-01 | HBS4047 | LG Energy Solution RESU12 (x2) w/ LEGS-5048 inverter, GM-1000 'smart controller' | 23.4 |  |  | LG Energy Solution | RESU12 | 2 | LG Energy Solution | LEGS-5048 | LG Energy Solution | 2025-06-17
2022-07-01 | HBS4050 | LG Energy Solution RESU12 (x1) w/ LG Energy Solution LGES-5048-NS GoodWe GM-1000 | 11.7 |  |  | LG Energy Solution | RESU12 | 1 | LG Energy Solution | LGES-5048-NS | LG Energy Solution | 2025-06-17
2022-07-01 | HBS4053 | LG Energy Solution RESU12 (x1) w/ LG Energy Solution LGES-5048-NS GoodWe GM-3000 | 11.7 |  |  | LG Energy Solution | RESU12 | 1 | LG Energy Solution | LGES-5048-NS | LG Energy Solution | 2025-06-17
2022-07-01 | HBS4056 | LG Energy Solution RESU12 (x1) w/ LG Energy Solution LGES-5048-NS GoodWe GM-1000D | 11.7 |  |  | LG Energy Solution | RESU12 | 1 | LG Energy Solution | LGES-5048-NS | LG Energy Solution | 2025-06-17
2022-07-01 | HBS4059 | LG Energy Solution RESU12 (x2) w/ LG Energy Solution LGES-5048-NS GoodWe GM-1000 | 23.4 |  |  | LG Energy Solution | RESU12 | 2 | LG Energy Solution | LGES-5048-NS | LG Energy Solution | 2025-06-17
2022-07-01 | HBS4062 | LG Energy Solution RESU12 (x2) w/ LG Energy Solution LGES-5048-NS GoodWe GM-3000 | 23.4 |  |  | LG Energy Solution | RESU12 | 2 | LG Energy Solution | LGES-5048-NS | LG Energy Solution | 2025-06-17
2022-07-01 | HBS4065 | LG Energy Solution RESU12 (x2) w/ LG Energy Solution LGES-5048-NS GoodWe GM-1000D | 23.4 |  |  | LG Energy Solution | RESU12 | 2 | LG Energy Solution | LGES-5048-NS | LG Energy Solution | 2025-06-17
2022-07-01 | HBS4068 | LG Energy Solution RESU12 (x2) w/ GW5000S-BP inverter, GM-1000 'smart controller' | 23.4 |  |  | LG Energy Solution | RESU12 | 2 | GoodWe | GW5000S-BP | LG Energy Solution | 2025-03-02
2022-07-01 | HBS4071 | LG Energy Solution RESU12 (x2) w/ GW5000S-BP inverter, GM-3000 'smart controller' | 23.4 |  |  | LG Energy Solution | RESU12 | 2 | GoodWe | GW5000S-BP | LG Energy Solution | 2025-03-02
2022-07-01 | HBS4074 | LG Energy Solution RESU12 (x2) w/ GW5000S-BP inverter, GM-1000D 'smart controller' | 23.4 |  |  | LG Energy Solution | RESU12 | 2 | GoodWe | GW5000S-BP | LG Energy Solution | 2025-03-02
2022-07-14 | HBS4076 | SonnenBatterie Evo (x2) | 20 | Sonnen Australia Pty Ltd | sonnenBatterie Evo |  |  | 2 |  |  | Sonnen | 2025-06-27
2022-07-29 | HBS4077 | Jiawei Group - Green Solutions Home E10 w/ RHI-3K-48ES-5G inverter | 9.7 |  |  | Jiawei Group - Green Solutions | Home E10 | 1 | Solis | RHI-3K-48ES-5G | Jiawei Group - Green Solutions | 2024-12-17
2022-07-29 | HBS4078 | Jiawei Group - Green Solutions Home E10 w/ RHI-3.6K-48ES-5G inverter | 9.7 |  |  | Jiawei Group - Green Solutions | Home E10 | 1 | Solis | RHI-3.6K-48ES-5G | Jiawei Group - Green Solutions | 2024-12-17
2022-07-29 | HBS4079 | Jiawei Group - Green Solutions Home E10 w/ RHI-4.6K-48ES-5G inverter | 9.7 |  |  | Jiawei Group - Green Solutions | Home E10 | 1 | Solis | RHI-4.6K-48ES-5G | Jiawei Group - Green Solutions | 2024-12-17
2022-07-29 | HBS4080 | Jiawei Group - Green Solutions Home E10 w/ RHI-5K-48ES-5G inverter | 9.7 |  |  | Jiawei Group - Green Solutions | Home E10 | 1 | Solis | RHI-5K-48ES-5G | Jiawei Group - Green Solutions | 2024-12-17
2022-07-29 | HBS4081 | Jiawei Group - Green Solutions Home E10 w/ RHI-6K-48ES-5G inverter | 9.7 |  |  | Jiawei Group - Green Solutions | Home E10 | 1 | Solis | RHI-6K-48ES-5G | Jiawei Group - Green Solutions | 2024-12-17
2022-09-09 | HBS4089 | Sofar Solar GTX5000 (x2) w/ HYD 3000-EP inverter | 9.2 |  |  | Sofar Solar | GTX5000 | 2 | Sofar Solar | HYD 3000-EP | Sofar Solar | 2025-07-18
2022-09-09 | HBS4090 | Sofar Solar GTX5000 (x2) w/ HYD 3680-EP inverter | 9.2 |  |  | Sofar Solar | GTX5000 | 2 | Sofar Solar | HYD 3680-EP | Sofar Solar | 2025-07-18
2022-09-09 | HBS4091 | Sofar Solar GTX5000 (x2) w/ HYD 4000-EP inverter | 9.2 |  |  | Sofar Solar | GTX5000 | 2 | Sofar Solar | HYD 4000-EP | Sofar Solar | 2025-07-18
2022-09-09 | HBS4092 | Sofar Solar GTX5000 (x2) w/ HYD 4680-EP inverter | 9.2 |  |  | Sofar Solar | GTX5000 | 2 | Sofar Solar | HYD 4680-EP | Sofar Solar | 2025-07-18
2022-09-09 | HBS4093 | Sofar Solar GTX5000 (x2) w/ HYD 5000-EP inverter | 9.2 |  |  | Sofar Solar | GTX5000 | 2 | Sofar Solar | HYD 5000-EP | Sofar Solar | 2025-07-18
2022-09-09 | HBS4094 | Sofar Solar GTX5000 (x2) w/ HYD 5500-EP inverter | 9.2 |  |  | Sofar Solar | GTX5000 | 2 | Sofar Solar | HYD 5500-EP | Sofar Solar | 2025-07-18
2022-09-09 | HBS4095 | Sofar Solar GTX5000 (x2) w/ HYD 6000-EP inverter | 9.2 |  |  | Sofar Solar | GTX5000 | 2 | Sofar Solar | HYD 6000-EP | Sofar Solar | 2025-07-18
2022-09-09 | HBS4096 | Sofar Solar GTX5000 (x3) w/ HYD 3000-EP inverter | 13.8 |  |  | Sofar Solar | GTX5000 | 3 | Sofar Solar | HYD 3000-EP | Sofar Solar | 2025-07-18
2022-09-09 | HBS4097 | Sofar Solar GTX5000 (x3) w/ HYD 3680-EP inverter | 13.8 |  |  | Sofar Solar | GTX5000 | 3 | Sofar Solar | HYD 3680-EP | Sofar Solar | 2025-07-18
2022-09-09 | HBS4098 | Sofar Solar GTX5000 (x3) w/ HYD 4000-EP inverter | 13.8 |  |  | Sofar Solar | GTX5000 | 3 | Sofar Solar | HYD 4000-EP | Sofar Solar | 2025-07-18
2022-09-09 | HBS4099 | Sofar Solar GTX5000 (x3) w/ HYD 4680-EP inverter | 13.8 |  |  | Sofar Solar | GTX5000 | 3 | Sofar Solar | HYD 4680-EP | Sofar Solar | 2025-07-18
2022-09-09 | HBS4100 | Sofar Solar GTX5000 (x3) w/ HYD 5000-EP inverter | 13.8 |  |  | Sofar Solar | GTX5000 | 3 | Sofar Solar | HYD 5000-EP | Sofar Solar | 2025-07-18
2022-09-09 | HBS4101 | Sofar Solar GTX5000 (x3) w/ HYD 5500-EP inverter | 13.8 |  |  | Sofar Solar | GTX5000 | 3 | Sofar Solar | HYD 5500-EP | Sofar Solar | 2025-07-18
2022-09-09 | HBS4102 | Sofar Solar GTX5000 (x3) w/ HYD 6000-EP inverter | 13.8 |  |  | Sofar Solar | GTX5000 | 3 | Sofar Solar | HYD 6000-EP | Sofar Solar | 2025-07-18
2022-09-09 | HBS4103 | Sofar Solar GTX5000 (x4) w/ HYD 3000-EP inverter | 18.4 |  |  | Sofar Solar | GTX5000 | 4 | Sofar Solar | HYD 3000-EP | Sofar Solar | 2025-07-18
2022-09-09 | HBS4104 | Sofar Solar GTX5000 (x4) w/ HYD 3680-EP inverter | 18.4 |  |  | Sofar Solar | GTX5000 | 4 | Sofar Solar | HYD 3680-EP | Sofar Solar | 2025-07-18
2022-09-09 | HBS4105 | Sofar Solar GTX5000 (x4) w/ HYD 4000-EP inverter | 18.4 |  |  | Sofar Solar | GTX5000 | 4 | Sofar Solar | HYD 4000-EP | Sofar Solar | 2025-07-18
2022-09-09 | HBS4106 | Sofar Solar GTX5000 (x4) w/ HYD 4680-EP inverter | 18.4 |  |  | Sofar Solar | GTX5000 | 4 | Sofar Solar | HYD 4680-EP | Sofar Solar | 2025-07-18
2022-09-09 | HBS4107 | Sofar Solar GTX5000 (x4) w/ HYD 5000-EP inverter | 18.4 |  |  | Sofar Solar | GTX5000 | 4 | Sofar Solar | HYD 5000-EP | Sofar Solar | 2025-07-18
2022-09-09 | HBS4108 | Sofar Solar GTX5000 (x4) w/ HYD 5500-EP inverter | 18.4 |  |  | Sofar Solar | GTX5000 | 4 | Sofar Solar | HYD 5500-EP | Sofar Solar | 2025-07-18
2022-09-09 | HBS4109 | Sofar Solar GTX5000 (x4) w/ HYD 6000-EP inverter | 18.4 |  |  | Sofar Solar | GTX5000 | 4 | Sofar Solar | HYD 6000-EP | Sofar Solar | 2025-07-18
2022-09-09 | HBS4116 | Sofar Solar GTX5000 (x2) w/ HYD 3000-ES inverter | 9.2 |  |  | Sofar Solar | GTX5000 | 2 | Sofar Solar | HYD 3000-ES | Sofar Solar | 2025-06-23
2022-09-09 | HBS4117 | Sofar Solar GTX5000 (x2) w/ HYD 3600-ES inverter | 9.2 |  |  | Sofar Solar | GTX5000 | 2 | Sofar Solar | HYD 3600-ES | Sofar Solar | 2025-06-23
2022-09-09 | HBS4118 | Sofar Solar GTX5000 (x2) w/ HYD 4000-ES inverter | 9.2 |  |  | Sofar Solar | GTX5000 | 2 | Sofar Solar | HYD 4000-ES | Sofar Solar | 2025-06-23
2022-09-09 | HBS4119 | Sofar Solar GTX5000 (x2) w/ HYD 4600-ES inverter | 9.2 |  |  | Sofar Solar | GTX5000 | 2 | Sofar Solar | HYD 4600-ES | Sofar Solar | 2025-06-23
2022-09-09 | HBS4120 | Sofar Solar GTX5000 (x2) w/ HYD 5000-ES inverter | 9.2 |  |  | Sofar Solar | GTX5000 | 2 | Sofar Solar | HYD 5000-ES | Sofar Solar | 2025-06-23
2022-09-09 | HBS4121 | Sofar Solar GTX5000 (x2) w/ HYD 6000-ES inverter | 9.2 |  |  | Sofar Solar | GTX5000 | 2 | Sofar Solar | HYD 6000-ES | Sofar Solar | 2025-06-23
2022-09-09 | HBS4122 | Sofar Solar GTX5000 (x3) w/ HYD 3000-ES inverter | 13.8 |  |  | Sofar Solar | GTX5000 | 3 | Sofar Solar | HYD 3000-ES | Sofar Solar | 2025-06-23
2022-09-09 | HBS4123 | Sofar Solar GTX5000 (x3) w/ HYD 3600-ES inverter | 13.8 |  |  | Sofar Solar | GTX5000 | 3 | Sofar Solar | HYD 3600-ES | Sofar Solar | 2025-06-23
2022-09-09 | HBS4124 | Sofar Solar GTX5000 (x3) w/ HYD 4000-ES inverter | 13.8 |  |  | Sofar Solar | GTX5000 | 3 | Sofar Solar | HYD 4000-ES | Sofar Solar | 2025-06-23
2022-09-09 | HBS4125 | Sofar Solar GTX5000 (x3) w/ HYD 4600-ES inverter | 13.8 |  |  | Sofar Solar | GTX5000 | 3 | Sofar Solar | HYD 4600-ES | Sofar Solar | 2025-06-23
2022-09-09 | HBS4126 | Sofar Solar GTX5000 (x3) w/ HYD 5000-ES inverter | 13.8 |  |  | Sofar Solar | GTX5000 | 3 | Sofar Solar | HYD 5000-ES | Sofar Solar | 2025-06-23
2022-09-09 | HBS4127 | Sofar Solar GTX5000 (x3) w/ HYD 6000-ES inverter | 13.8 |  |  | Sofar Solar | GTX5000 | 3 | Sofar Solar | HYD 6000-ES | Sofar Solar | 2025-06-23
2022-09-09 | HBS4128 | Sofar Solar GTX5000 (x4) w/ HYD 3000-ES inverter | 18.4 |  |  | Sofar Solar | GTX5000 | 4 | Sofar Solar | HYD 3000-ES | Sofar Solar | 2025-06-23
2022-09-09 | HBS4129 | Sofar Solar GTX5000 (x4) w/ HYD 3600-ES inverter | 18.4 |  |  | Sofar Solar | GTX5000 | 4 | Sofar Solar | HYD 3600-ES | Sofar Solar | 2025-06-23
2022-09-09 | HBS4130 | Sofar Solar GTX5000 (x4) w/ HYD 4000-ES inverter | 18.4 |  |  | Sofar Solar | GTX5000 | 4 | Sofar Solar | HYD 4000-ES | Sofar Solar | 2025-06-23
2022-09-09 | HBS4131 | Sofar Solar GTX5000 (x4) w/ HYD 4600-ES inverter | 18.4 |  |  | Sofar Solar | GTX5000 | 4 | Sofar Solar | HYD 4600-ES | Sofar Solar | 2025-06-23
2022-09-09 | HBS4132 | Sofar Solar GTX5000 (x4) w/ HYD 5000-ES inverter | 18.4 |  |  | Sofar Solar | GTX5000 | 4 | Sofar Solar | HYD 5000-ES | Sofar Solar | 2025-06-23
2022-09-09 | HBS4133 | Sofar Solar GTX5000 (x4) w/ HYD 6000-ES inverter | 18.4 |  |  | Sofar Solar | GTX5000 | 4 | Sofar Solar | HYD 6000-ES | Sofar Solar | 2025-06-23
2022-09-09 | HBS4135 | Sofar Solar GTX5000 (x2) w/ ME 3000SP inverter | 9.2 |  |  | Sofar Solar | GTX5000 | 2 | Sofar Solar | ME 3000SP | Sofar Solar | 2025-06-29
2022-09-09 | HBS4136 | Sofar Solar GTX5000 (x3) w/ ME 3000SP inverter | 13.8 |  |  | Sofar Solar | GTX5000 | 3 | Sofar Solar | ME 3000SP | Sofar Solar | 2025-06-29
2022-09-09 | HBS4137 | Sofar Solar GTX5000 (x4) w/ ME 3000SP inverter | 18.4 |  |  | Sofar Solar | GTX5000 | 4 | Sofar Solar | ME 3000SP | Sofar Solar | 2025-06-29
2022-09-09 | HBS4145 | Sofar Solar GTX5000-Pro (x2) w/ HYD 3000-EP inverter | 9.2 |  |  | Sofar Solar | GTX5000-Pro | 2 | Sofar Solar | HYD 3000-EP | Sofar Solar | 2025-07-18
2022-09-09 | HBS4146 | Sofar Solar GTX5000-Pro (x2) w/ HYD 3680-EP inverter | 9.2 |  |  | Sofar Solar | GTX5000-Pro | 2 | Sofar Solar | HYD 3680-EP | Sofar Solar | 2025-07-18
2022-09-09 | HBS4147 | Sofar Solar GTX5000-Pro (x2) w/ HYD 4000-EP inverter | 9.2 |  |  | Sofar Solar | GTX5000-Pro | 2 | Sofar Solar | HYD 4000-EP | Sofar Solar | 2025-07-18
2022-09-09 | HBS4148 | Sofar Solar GTX5000-Pro (x2) w/ HYD 4680-EP inverter | 9.2 |  |  | Sofar Solar | GTX5000-Pro | 2 | Sofar Solar | HYD 4680-EP | Sofar Solar | 2025-07-18
2022-09-09 | HBS4149 | Sofar Solar GTX5000-Pro (x2) w/ HYD 5000-EP inverter | 9.2 |  |  | Sofar Solar | GTX5000-Pro | 2 | Sofar Solar | HYD 5000-EP | Sofar Solar | 2025-07-18
2022-09-09 | HBS4150 | Sofar Solar GTX5000-Pro (x2) w/ HYD 5500-EP inverter | 9.2 |  |  | Sofar Solar | GTX5000-Pro | 2 | Sofar Solar | HYD 5500-EP | Sofar Solar | 2025-07-18
2022-09-09 | HBS4151 | Sofar Solar GTX5000-Pro (x2) w/ HYD 6000-EP inverter | 9.2 |  |  | Sofar Solar | GTX5000-Pro | 2 | Sofar Solar | HYD 6000-EP | Sofar Solar | 2025-07-18
2022-09-09 | HBS4152 | Sofar Solar GTX5000-Pro (x3) w/ HYD 3000-EP inverter | 13.8 |  |  | Sofar Solar | GTX5000-Pro | 3 | Sofar Solar | HYD 3000-EP | Sofar Solar | 2025-07-18
2022-09-09 | HBS4153 | Sofar Solar GTX5000-Pro (x3) w/ HYD 3680-EP inverter | 13.8 |  |  | Sofar Solar | GTX5000-Pro | 3 | Sofar Solar | HYD 3680-EP | Sofar Solar | 2025-07-18
2022-09-09 | HBS4154 | Sofar Solar GTX5000-Pro (x3) w/ HYD 4000-EP inverter | 13.8 |  |  | Sofar Solar | GTX5000-Pro | 3 | Sofar Solar | HYD 4000-EP | Sofar Solar | 2025-07-18
2022-09-09 | HBS4155 | Sofar Solar GTX5000-Pro (x3) w/ HYD 4680-EP inverter | 13.8 |  |  | Sofar Solar | GTX5000-Pro | 3 | Sofar Solar | HYD 4680-EP | Sofar Solar | 2025-07-18
2022-09-09 | HBS4156 | Sofar Solar GTX5000-Pro (x3) w/ HYD 5000-EP inverter | 13.8 |  |  | Sofar Solar | GTX5000-Pro | 3 | Sofar Solar | HYD 5000-EP | Sofar Solar | 2025-07-18
2022-09-09 | HBS4157 | Sofar Solar GTX5000-Pro (x3) w/ HYD 5500-EP inverter | 13.8 |  |  | Sofar Solar | GTX5000-Pro | 3 | Sofar Solar | HYD 5500-EP | Sofar Solar | 2025-07-18
2022-09-09 | HBS4158 | Sofar Solar GTX5000-Pro (x3) w/ HYD 6000-EP inverter | 13.8 |  |  | Sofar Solar | GTX5000-Pro | 3 | Sofar Solar | HYD 6000-EP | Sofar Solar | 2025-07-18
2022-09-09 | HBS4159 | Sofar Solar GTX5000-Pro (x4) w/ HYD 3000-EP inverter | 18.4 |  |  | Sofar Solar | GTX5000-Pro | 4 | Sofar Solar | HYD 3000-EP | Sofar Solar | 2025-07-18
2022-09-09 | HBS4160 | Sofar Solar GTX5000-Pro (x4) w/ HYD 3680-EP inverter | 18.4 |  |  | Sofar Solar | GTX5000-Pro | 4 | Sofar Solar | HYD 3680-EP | Sofar Solar | 2025-07-18
2022-09-09 | HBS4161 | Sofar Solar GTX5000-Pro (x4) w/ HYD 4000-EP inverter | 18.4 |  |  | Sofar Solar | GTX5000-Pro | 4 | Sofar Solar | HYD 4000-EP | Sofar Solar | 2025-07-18
2022-09-09 | HBS4162 | Sofar Solar GTX5000-Pro (x4) w/ HYD 4680-EP inverter | 18.4 |  |  | Sofar Solar | GTX5000-Pro | 4 | Sofar Solar | HYD 4680-EP | Sofar Solar | 2025-07-18
2022-09-09 | HBS4163 | Sofar Solar GTX5000-Pro (x4) w/ HYD 5000-EP inverter | 18.4 |  |  | Sofar Solar | GTX5000-Pro | 4 | Sofar Solar | HYD 5000-EP | Sofar Solar | 2025-07-18
2022-09-09 | HBS4164 | Sofar Solar GTX5000-Pro (x4) w/ HYD 5500-EP inverter | 18.4 |  |  | Sofar Solar | GTX5000-Pro | 4 | Sofar Solar | HYD 5500-EP | Sofar Solar | 2025-07-18
2022-09-09 | HBS4165 | Sofar Solar GTX5000-Pro (x4) w/ HYD 6000-EP inverter | 18.4 |  |  | Sofar Solar | GTX5000-Pro | 4 | Sofar Solar | HYD 6000-EP | Sofar Solar | 2025-07-18
2022-09-09 | HBS4172 | Sofar Solar GTX5000-Pro (x2) w/ HYD 3000-ES inverter | 9.2 |  |  | Sofar Solar | GTX5000-Pro | 2 | Sofar Solar | HYD 3000-ES | Sofar Solar | 2025-06-23
2022-09-09 | HBS4173 | Sofar Solar GTX5000-Pro (x2) w/ HYD 3600-ES inverter | 9.2 |  |  | Sofar Solar | GTX5000-Pro | 2 | Sofar Solar | HYD 3600-ES | Sofar Solar | 2025-06-23
2022-09-09 | HBS4174 | Sofar Solar GTX5000-Pro (x2) w/ HYD 4000-ES inverter | 9.2 |  |  | Sofar Solar | GTX5000-Pro | 2 | Sofar Solar | HYD 4000-ES | Sofar Solar | 2025-06-23
2022-09-09 | HBS4175 | Sofar Solar GTX5000-Pro (x2) w/ HYD 4600-ES inverter | 9.2 |  |  | Sofar Solar | GTX5000-Pro | 2 | Sofar Solar | HYD 4600-ES | Sofar Solar | 2025-06-23
2022-09-09 | HBS4176 | Sofar Solar GTX5000-Pro (x2) w/ HYD 5000-ES inverter | 9.2 |  |  | Sofar Solar | GTX5000-Pro | 2 | Sofar Solar | HYD 5000-ES | Sofar Solar | 2025-06-23
2022-09-09 | HBS4177 | Sofar Solar GTX5000-Pro (x2) w/ HYD 6000-ES inverter | 9.2 |  |  | Sofar Solar | GTX5000-Pro | 2 | Sofar Solar | HYD 6000-ES | Sofar Solar | 2025-06-23
2022-09-09 | HBS4178 | Sofar Solar GTX5000-Pro (x3) w/ HYD 3000-ES inverter | 13.8 |  |  | Sofar Solar | GTX5000-Pro | 3 | Sofar Solar | HYD 3000-ES | Sofar Solar | 2025-06-23
2022-09-09 | HBS4179 | Sofar Solar GTX5000-Pro (x3) w/ HYD 3600-ES inverter | 13.8 |  |  | Sofar Solar | GTX5000-Pro | 3 | Sofar Solar | HYD 3600-ES | Sofar Solar | 2025-06-23
2022-09-09 | HBS4180 | Sofar Solar GTX5000-Pro (x3) w/ HYD 4000-ES inverter | 13.8 |  |  | Sofar Solar | GTX5000-Pro | 3 | Sofar Solar | HYD 4000-ES | Sofar Solar | 2025-06-23
2022-09-09 | HBS4181 | Sofar Solar GTX5000-Pro (x3) w/ HYD 4600-ES inverter | 13.8 |  |  | Sofar Solar | GTX5000-Pro | 3 | Sofar Solar | HYD 4600-ES | Sofar Solar | 2025-06-23
2022-09-09 | HBS4182 | Sofar Solar GTX5000-Pro (x3) w/ HYD 5000-ES inverter | 13.8 |  |  | Sofar Solar | GTX5000-Pro | 3 | Sofar Solar | HYD 5000-ES | Sofar Solar | 2025-06-23
2022-09-09 | HBS4183 | Sofar Solar GTX5000-Pro (x3) w/ HYD 6000-ES inverter | 13.8 |  |  | Sofar Solar | GTX5000-Pro | 3 | Sofar Solar | HYD 6000-ES | Sofar Solar | 2025-06-23
2022-09-09 | HBS4184 | Sofar Solar GTX5000-Pro (x4) w/ HYD 3000-ES inverter | 18.4 |  |  | Sofar Solar | GTX5000-Pro | 4 | Sofar Solar | HYD 3000-ES | Sofar Solar | 2025-06-23
2022-09-09 | HBS4185 | Sofar Solar GTX5000-Pro (x4) w/ HYD 3600-ES inverter | 18.4 |  |  | Sofar Solar | GTX5000-Pro | 4 | Sofar Solar | HYD 3600-ES | Sofar Solar | 2025-06-23
2022-09-09 | HBS4186 | Sofar Solar GTX5000-Pro (x4) w/ HYD 4000-ES inverter | 18.4 |  |  | Sofar Solar | GTX5000-Pro | 4 | Sofar Solar | HYD 4000-ES | Sofar Solar | 2025-06-23
2022-09-09 | HBS4187 | Sofar Solar GTX5000-Pro (x4) w/ HYD 4600-ES inverter | 18.4 |  |  | Sofar Solar | GTX5000-Pro | 4 | Sofar Solar | HYD 4600-ES | Sofar Solar | 2025-06-23
2022-09-09 | HBS4188 | Sofar Solar GTX5000-Pro (x4) w/ HYD 5000-ES inverter | 18.4 |  |  | Sofar Solar | GTX5000-Pro | 4 | Sofar Solar | HYD 5000-ES | Sofar Solar | 2025-06-23
2022-09-09 | HBS4189 | Sofar Solar GTX5000-Pro (x4) w/ HYD 6000-ES inverter | 18.4 |  |  | Sofar Solar | GTX5000-Pro | 4 | Sofar Solar | HYD 6000-ES | Sofar Solar | 2025-06-23
2022-09-09 | HBS4191 | Sofar Solar GTX5000-Pro (x2) w/ ME 3000SP inverter | 9.2 |  |  | Sofar Solar | GTX5000-Pro | 2 | Sofar Solar | ME 3000SP | Sofar Solar | 2025-06-29
2022-09-09 | HBS4192 | Sofar Solar GTX5000-Pro (x3) w/ ME 3000SP inverter | 13.8 |  |  | Sofar Solar | GTX5000-Pro | 3 | Sofar Solar | ME 3000SP | Sofar Solar | 2025-06-29
2022-09-09 | HBS4193 | Sofar Solar GTX5000-Pro (x4) w/ ME 3000SP inverter | 18.4 |  |  | Sofar Solar | GTX5000-Pro | 4 | Sofar Solar | ME 3000SP | Sofar Solar | 2025-06-29
2022-09-09 | HBS4194 | Sofar Solar GTX3000-H4 (x1) w/ HYD 5KTL-3PH inverter | 9 |  |  | Sofar Solar | GTX3000-H4 | 1 | Sofar Solar | HYD 5KTL-3PH | Sofar Solar | 2025-06-24
2022-09-09 | HBS4195 | Sofar Solar GTX3000-H5 (x1) w/ HYD 5KTL-3PH inverter | 11.25 |  |  | Sofar Solar | GTX3000-H5 | 1 | Sofar Solar | HYD 5KTL-3PH | Sofar Solar | 2025-06-24
2022-09-09 | HBS4196 | Sofar Solar GTX3000-H6 (x1) w/ HYD 5KTL-3PH inverter | 13.5 |  |  | Sofar Solar | GTX3000-H6 | 1 | Sofar Solar | HYD 5KTL-3PH | Sofar Solar | 2025-06-24
2022-09-09 | HBS4197 | Sofar Solar GTX3000-H7 (x1) w/ HYD 5KTL-3PH inverter | 15.75 |  |  | Sofar Solar | GTX3000-H7 | 1 | Sofar Solar | HYD 5KTL-3PH | Sofar Solar | 2025-06-24
2022-09-09 | HBS4198 | Sofar Solar GTX3000-H8 (x1) w/ HYD 5KTL-3PH inverter | 18 |  |  | Sofar Solar | GTX3000-H8 | 1 | Sofar Solar | HYD 5KTL-3PH | Sofar Solar | 2025-06-24
2022-09-09 | HBS4199 | Sofar Solar GTX3000-H9 (x1) w/ HYD 5KTL-3PH inverter | 20.25 |  |  | Sofar Solar | GTX3000-H9 | 1 | Sofar Solar | HYD 5KTL-3PH | Sofar Solar | 2025-06-24
2022-09-09 | HBS4200 | Sofar Solar GTX3000-H10 (x1) w/ HYD 5KTL-3PH inverter | 22.5 |  |  | Sofar Solar | GTX3000-H10 | 1 | Sofar Solar | HYD 5KTL-3PH | Sofar Solar | 2025-06-24
2022-09-09 | HBS4201 | Sofar Solar GTX3000-H4 (x1) w/ HYD 6KTL-3PH inverter | 9 |  |  | Sofar Solar | GTX3000-H4 | 1 | Sofar Solar | HYD 6KTL-3PH | Sofar Solar | 2025-06-24
2022-09-09 | HBS4202 | Sofar Solar GTX3000-H5 (x1) w/ HYD 6KTL-3PH inverter | 11.25 |  |  | Sofar Solar | GTX3000-H5 | 1 | Sofar Solar | HYD 6KTL-3PH | Sofar Solar | 2025-06-24
2022-09-09 | HBS4203 | Sofar Solar GTX3000-H6 (x1) w/ HYD 6KTL-3PH inverter | 13.5 |  |  | Sofar Solar | GTX3000-H6 | 1 | Sofar Solar | HYD 6KTL-3PH | Sofar Solar | 2025-06-24
2022-09-09 | HBS4204 | Sofar Solar GTX3000-H7 (x1) w/ HYD 6KTL-3PH inverter | 15.75 |  |  | Sofar Solar | GTX3000-H7 | 1 | Sofar Solar | HYD 6KTL-3PH | Sofar Solar | 2025-06-24
2022-09-09 | HBS4205 | Sofar Solar GTX3000-H8 (x1) w/ HYD 6KTL-3PH inverter | 18 |  |  | Sofar Solar | GTX3000-H8 | 1 | Sofar Solar | HYD 6KTL-3PH | Sofar Solar | 2025-06-24
2022-09-09 | HBS4206 | Sofar Solar GTX3000-H9 (x1) w/ HYD 6KTL-3PH inverter | 20.25 |  |  | Sofar Solar | GTX3000-H9 | 1 | Sofar Solar | HYD 6KTL-3PH | Sofar Solar | 2025-06-24
2022-09-09 | HBS4207 | Sofar Solar GTX3000-H10 (x1) w/ HYD 6KTL-3PH inverter | 22.5 |  |  | Sofar Solar | GTX3000-H10 | 1 | Sofar Solar | HYD 6KTL-3PH | Sofar Solar | 2025-06-24
2022-09-09 | HBS4208 | Sofar Solar GTX3000-H4 (x1) w/ HYD 8KTL-3PH inverter | 9 |  |  | Sofar Solar | GTX3000-H4 | 1 | Sofar Solar | HYD 8KTL-3PH | Sofar Solar | 2025-06-24
2022-09-09 | HBS4209 | Sofar Solar GTX3000-H5 (x1) w/ HYD 8KTL-3PH inverter | 11.25 |  |  | Sofar Solar | GTX3000-H5 | 1 | Sofar Solar | HYD 8KTL-3PH | Sofar Solar | 2025-06-24
2022-09-09 | HBS4210 | Sofar Solar GTX3000-H6 (x1) w/ HYD 8KTL-3PH inverter | 13.5 |  |  | Sofar Solar | GTX3000-H6 | 1 | Sofar Solar | HYD 8KTL-3PH | Sofar Solar | 2025-06-24
2022-09-09 | HBS4211 | Sofar Solar GTX3000-H7 (x1) w/ HYD 8KTL-3PH inverter | 15.75 |  |  | Sofar Solar | GTX3000-H7 | 1 | Sofar Solar | HYD 8KTL-3PH | Sofar Solar | 2025-06-24
2022-09-09 | HBS4212 | Sofar Solar GTX3000-H8 (x1) w/ HYD 8KTL-3PH inverter | 18 |  |  | Sofar Solar | GTX3000-H8 | 1 | Sofar Solar | HYD 8KTL-3PH | Sofar Solar | 2025-06-24
2022-09-09 | HBS4213 | Sofar Solar GTX3000-H9 (x1) w/ HYD 8KTL-3PH inverter | 20.25 |  |  | Sofar Solar | GTX3000-H9 | 1 | Sofar Solar | HYD 8KTL-3PH | Sofar Solar | 2025-06-24
2022-09-09 | HBS4214 | Sofar Solar GTX3000-H10 (x1) w/ HYD 8KTL-3PH inverter | 22.5 |  |  | Sofar Solar | GTX3000-H10 | 1 | Sofar Solar | HYD 8KTL-3PH | Sofar Solar | 2025-06-24
2022-09-09 | HBS4215 | Sofar Solar GTX3000-H4 (x1) w/ HYD 10KTL-3PH inverter | 9 |  |  | Sofar Solar | GTX3000-H4 | 1 | Sofar Solar | HYD 10KTL-3PH | Sofar Solar | 2025-06-24
2022-09-09 | HBS4216 | Sofar Solar GTX3000-H5 (x1) w/ HYD 10KTL-3PH inverter | 11.25 |  |  | Sofar Solar | GTX3000-H5 | 1 | Sofar Solar | HYD 10KTL-3PH | Sofar Solar | 2025-06-24
2022-09-09 | HBS4217 | Sofar Solar GTX3000-H6 (x1) w/ HYD 10KTL-3PH inverter | 13.5 |  |  | Sofar Solar | GTX3000-H6 | 1 | Sofar Solar | HYD 10KTL-3PH | Sofar Solar | 2025-06-24
2022-09-09 | HBS4218 | Sofar Solar GTX3000-H7 (x1) w/ HYD 10KTL-3PH inverter | 15.75 |  |  | Sofar Solar | GTX3000-H7 | 1 | Sofar Solar | HYD 10KTL-3PH | Sofar Solar | 2025-06-24
2022-09-09 | HBS4219 | Sofar Solar GTX3000-H8 (x1) w/ HYD 10KTL-3PH inverter | 18 |  |  | Sofar Solar | GTX3000-H8 | 1 | Sofar Solar | HYD 10KTL-3PH | Sofar Solar | 2025-06-24
2022-09-09 | HBS4220 | Sofar Solar GTX3000-H9 (x1) w/ HYD 10KTL-3PH inverter | 20.25 |  |  | Sofar Solar | GTX3000-H9 | 1 | Sofar Solar | HYD 10KTL-3PH | Sofar Solar | 2025-06-24
2022-09-09 | HBS4221 | Sofar Solar GTX3000-H10 (x1) w/ HYD 10KTL-3PH inverter | 22.5 |  |  | Sofar Solar | GTX3000-H10 | 1 | Sofar Solar | HYD 10KTL-3PH | Sofar Solar | 2025-06-24
2022-09-09 | HBS4222 | Sofar Solar GTX3000-H4 (x1) w/ HYD 15KTL-3PH inverter | 9 |  |  | Sofar Solar | GTX3000-H4 | 1 | Sofar Solar | HYD 15KTL-3PH | Sofar Solar | 2025-06-24
2022-09-09 | HBS4223 | Sofar Solar GTX3000-H5 (x1) w/ HYD 15KTL-3PH inverter | 11.25 |  |  | Sofar Solar | GTX3000-H5 | 1 | Sofar Solar | HYD 15KTL-3PH | Sofar Solar | 2025-06-24
2022-09-09 | HBS4224 | Sofar Solar GTX3000-H6 (x1) w/ HYD 15KTL-3PH inverter | 13.5 |  |  | Sofar Solar | GTX3000-H6 | 1 | Sofar Solar | HYD 15KTL-3PH | Sofar Solar | 2025-06-24
2022-09-09 | HBS4225 | Sofar Solar GTX3000-H7 (x1) w/ HYD 15KTL-3PH inverter | 15.75 |  |  | Sofar Solar | GTX3000-H7 | 1 | Sofar Solar | HYD 15KTL-3PH | Sofar Solar | 2025-06-24
2022-09-09 | HBS4226 | Sofar Solar GTX3000-H8 (x1) w/ HYD 15KTL-3PH inverter | 18 |  |  | Sofar Solar | GTX3000-H8 | 1 | Sofar Solar | HYD 15KTL-3PH | Sofar Solar | 2025-06-24
2022-09-09 | HBS4227 | Sofar Solar GTX3000-H9 (x1) w/ HYD 15KTL-3PH inverter | 20.25 |  |  | Sofar Solar | GTX3000-H9 | 1 | Sofar Solar | HYD 15KTL-3PH | Sofar Solar | 2025-06-24
2022-09-09 | HBS4228 | Sofar Solar GTX3000-H10 (x1) w/ HYD 15KTL-3PH inverter | 22.5 |  |  | Sofar Solar | GTX3000-H10 | 1 | Sofar Solar | HYD 15KTL-3PH | Sofar Solar | 2025-06-24
2022-09-09 | HBS4229 | Sofar Solar GTX3000-H4 (x1) w/ HYD 20KTL-3PH inverter | 9 |  |  | Sofar Solar | GTX3000-H4 | 1 | Sofar Solar | HYD 20KTL-3PH | Sofar Solar | 2025-06-24
2022-09-09 | HBS4230 | Sofar Solar GTX3000-H5 (x1) w/ HYD 20KTL-3PH inverter | 11.25 |  |  | Sofar Solar | GTX3000-H5 | 1 | Sofar Solar | HYD 20KTL-3PH | Sofar Solar | 2025-06-24
2022-09-09 | HBS4231 | Sofar Solar GTX3000-H6 (x1) w/ HYD 20KTL-3PH inverter | 13.5 |  |  | Sofar Solar | GTX3000-H6 | 1 | Sofar Solar | HYD 20KTL-3PH | Sofar Solar | 2025-06-24
2022-09-09 | HBS4232 | Sofar Solar GTX3000-H7 (x1) w/ HYD 20KTL-3PH inverter | 15.75 |  |  | Sofar Solar | GTX3000-H7 | 1 | Sofar Solar | HYD 20KTL-3PH | Sofar Solar | 2025-06-24
2022-09-09 | HBS4233 | Sofar Solar GTX3000-H8 (x1) w/ HYD 20KTL-3PH inverter | 18 |  |  | Sofar Solar | GTX3000-H8 | 1 | Sofar Solar | HYD 20KTL-3PH | Sofar Solar | 2025-06-24
2022-09-09 | HBS4234 | Sofar Solar GTX3000-H9 (x1) w/ HYD 20KTL-3PH inverter | 20.25 |  |  | Sofar Solar | GTX3000-H9 | 1 | Sofar Solar | HYD 20KTL-3PH | Sofar Solar | 2025-06-24
2022-09-09 | HBS4235 | Sofar Solar GTX3000-H10 (x1) w/ HYD 20KTL-3PH inverter | 22.5 |  |  | Sofar Solar | GTX3000-H10 | 1 | Sofar Solar | HYD 20KTL-3PH | Sofar Solar | 2025-06-24
2022-09-09 | HBS4236 | Sofar Solar GTX3000-H4 (x2) w/ HYD 5KTL-3PH inverter | 18 |  |  | Sofar Solar | GTX3000-H4 | 2 | Sofar Solar | HYD 5KTL-3PH | Sofar Solar | 2025-06-24
2022-09-09 | HBS4237 | Sofar Solar GTX3000-H5 (x2) w/ HYD 5KTL-3PH inverter | 22.5 |  |  | Sofar Solar | GTX3000-H5 | 2 | Sofar Solar | HYD 5KTL-3PH | Sofar Solar | 2025-06-24
2022-09-09 | HBS4238 | Sofar Solar GTX3000-H6 (x2) w/ HYD 5KTL-3PH inverter | 27 |  |  | Sofar Solar | GTX3000-H6 | 2 | Sofar Solar | HYD 5KTL-3PH | Sofar Solar | 2025-06-24
2022-09-09 | HBS4239 | Sofar Solar GTX3000-H7 (x2) w/ HYD 5KTL-3PH inverter | 31.5 |  |  | Sofar Solar | GTX3000-H7 | 2 | Sofar Solar | HYD 5KTL-3PH | Sofar Solar | 2025-06-24
2022-09-09 | HBS4240 | Sofar Solar GTX3000-H8 (x2) w/ HYD 5KTL-3PH inverter | 36 |  |  | Sofar Solar | GTX3000-H8 | 2 | Sofar Solar | HYD 5KTL-3PH | Sofar Solar | 2025-06-24
2022-09-09 | HBS4241 | Sofar Solar GTX3000-H9 (x2) w/ HYD 5KTL-3PH inverter | 40.5 |  |  | Sofar Solar | GTX3000-H9 | 2 | Sofar Solar | HYD 5KTL-3PH | Sofar Solar | 2025-06-24
2022-09-09 | HBS4242 | Sofar Solar GTX3000-H10 (x2) w/ HYD 5KTL-3PH inverter | 45 |  |  | Sofar Solar | GTX3000-H10 | 2 | Sofar Solar | HYD 5KTL-3PH | Sofar Solar | 2025-06-24
2022-09-09 | HBS4243 | Sofar Solar GTX3000-H4 (x2) w/ HYD 6KTL-3PH inverter | 18 |  |  | Sofar Solar | GTX3000-H4 | 2 | Sofar Solar | HYD 6KTL-3PH | Sofar Solar | 2025-06-24
2022-09-09 | HBS4244 | Sofar Solar GTX3000-H5 (x2) w/ HYD 6KTL-3PH inverter | 22.5 |  |  | Sofar Solar | GTX3000-H5 | 2 | Sofar Solar | HYD 6KTL-3PH | Sofar Solar | 2025-06-24
2022-09-09 | HBS4245 | Sofar Solar GTX3000-H6 (x2) w/ HYD 6KTL-3PH inverter | 27 |  |  | Sofar Solar | GTX3000-H6 | 2 | Sofar Solar | HYD 6KTL-3PH | Sofar Solar | 2025-06-24
2022-09-09 | HBS4246 | Sofar Solar GTX3000-H7 (x2) w/ HYD 6KTL-3PH inverter | 31.5 |  |  | Sofar Solar | GTX3000-H7 | 2 | Sofar Solar | HYD 6KTL-3PH | Sofar Solar | 2025-06-24
2022-09-09 | HBS4247 | Sofar Solar GTX3000-H8 (x2) w/ HYD 6KTL-3PH inverter | 36 |  |  | Sofar Solar | GTX3000-H8 | 2 | Sofar Solar | HYD 6KTL-3PH | Sofar Solar | 2025-06-24
2022-09-09 | HBS4248 | Sofar Solar GTX3000-H9 (x2) w/ HYD 6KTL-3PH inverter | 40.5 |  |  | Sofar Solar | GTX3000-H9 | 2 | Sofar Solar | HYD 6KTL-3PH | Sofar Solar | 2025-06-24
2022-09-09 | HBS4249 | Sofar Solar GTX3000-H10 (x2) w/ HYD 6KTL-3PH inverter | 45 |  |  | Sofar Solar | GTX3000-H10 | 2 | Sofar Solar | HYD 6KTL-3PH | Sofar Solar | 2025-06-24
2022-09-09 | HBS4250 | Sofar Solar GTX3000-H4 (x2) w/ HYD 8KTL-3PH inverter | 18 |  |  | Sofar Solar | GTX3000-H4 | 2 | Sofar Solar | HYD 8KTL-3PH | Sofar Solar | 2025-06-24
2022-09-09 | HBS4251 | Sofar Solar GTX3000-H5 (x2) w/ HYD 8KTL-3PH inverter | 22.5 |  |  | Sofar Solar | GTX3000-H5 | 2 | Sofar Solar | HYD 8KTL-3PH | Sofar Solar | 2025-06-24
2022-09-09 | HBS4252 | Sofar Solar GTX3000-H6 (x2) w/ HYD 8KTL-3PH inverter | 27 |  |  | Sofar Solar | GTX3000-H6 | 2 | Sofar Solar | HYD 8KTL-3PH | Sofar Solar | 2025-06-24
2022-09-09 | HBS4253 | Sofar Solar GTX3000-H7 (x2) w/ HYD 8KTL-3PH inverter | 31.5 |  |  | Sofar Solar | GTX3000-H7 | 2 | Sofar Solar | HYD 8KTL-3PH | Sofar Solar | 2025-06-24
2022-09-09 | HBS4254 | Sofar Solar GTX3000-H8 (x2) w/ HYD 8KTL-3PH inverter | 36 |  |  | Sofar Solar | GTX3000-H8 | 2 | Sofar Solar | HYD 8KTL-3PH | Sofar Solar | 2025-06-24
2022-09-09 | HBS4255 | Sofar Solar GTX3000-H9 (x2) w/ HYD 8KTL-3PH inverter | 40.5 |  |  | Sofar Solar | GTX3000-H9 | 2 | Sofar Solar | HYD 8KTL-3PH | Sofar Solar | 2025-06-24
2022-09-09 | HBS4256 | Sofar Solar GTX3000-H10 (x2) w/ HYD 8KTL-3PH inverter | 45 |  |  | Sofar Solar | GTX3000-H10 | 2 | Sofar Solar | HYD 8KTL-3PH | Sofar Solar | 2025-06-24
2022-09-09 | HBS4257 | Sofar Solar GTX3000-H4 (x2) w/ HYD 10KTL-3PH inverter | 18 |  |  | Sofar Solar | GTX3000-H4 | 2 | Sofar Solar | HYD 10KTL-3PH | Sofar Solar | 2025-06-24
2022-09-09 | HBS4258 | Sofar Solar GTX3000-H5 (x2) w/ HYD 10KTL-3PH inverter | 22.5 |  |  | Sofar Solar | GTX3000-H5 | 2 | Sofar Solar | HYD 10KTL-3PH | Sofar Solar | 2025-06-24
2022-09-09 | HBS4259 | Sofar Solar GTX3000-H6 (x2) w/ HYD 10KTL-3PH inverter | 27 |  |  | Sofar Solar | GTX3000-H6 | 2 | Sofar Solar | HYD 10KTL-3PH | Sofar Solar | 2025-06-24
2022-09-09 | HBS4260 | Sofar Solar GTX3000-H7 (x2) w/ HYD 10KTL-3PH inverter | 31.5 |  |  | Sofar Solar | GTX3000-H7 | 2 | Sofar Solar | HYD 10KTL-3PH | Sofar Solar | 2025-06-24
2022-09-09 | HBS4261 | Sofar Solar GTX3000-H8 (x2) w/ HYD 10KTL-3PH inverter | 36 |  |  | Sofar Solar | GTX3000-H8 | 2 | Sofar Solar | HYD 10KTL-3PH | Sofar Solar | 2025-06-24
2022-09-09 | HBS4262 | Sofar Solar GTX3000-H9 (x2) w/ HYD 10KTL-3PH inverter | 40.5 |  |  | Sofar Solar | GTX3000-H9 | 2 | Sofar Solar | HYD 10KTL-3PH | Sofar Solar | 2025-06-24
2022-09-09 | HBS4263 | Sofar Solar GTX3000-H10 (x2) w/ HYD 10KTL-3PH inverter | 45 |  |  | Sofar Solar | GTX3000-H10 | 2 | Sofar Solar | HYD 10KTL-3PH | Sofar Solar | 2025-06-24
2022-09-09 | HBS4264 | Sofar Solar GTX3000-H4 (x2) w/ HYD 15KTL-3PH inverter | 18 |  |  | Sofar Solar | GTX3000-H4 | 2 | Sofar Solar | HYD 15KTL-3PH | Sofar Solar | 2025-06-24
2022-09-09 | HBS4265 | Sofar Solar GTX3000-H5 (x2) w/ HYD 15KTL-3PH inverter | 22.5 |  |  | Sofar Solar | GTX3000-H5 | 2 | Sofar Solar | HYD 15KTL-3PH | Sofar Solar | 2025-06-24
2022-09-09 | HBS4266 | Sofar Solar GTX3000-H6 (x2) w/ HYD 15KTL-3PH inverter | 27 |  |  | Sofar Solar | GTX3000-H6 | 2 | Sofar Solar | HYD 15KTL-3PH | Sofar Solar | 2025-06-24
2022-09-09 | HBS4267 | Sofar Solar GTX3000-H7 (x2) w/ HYD 15KTL-3PH inverter | 31.5 |  |  | Sofar Solar | GTX3000-H7 | 2 | Sofar Solar | HYD 15KTL-3PH | Sofar Solar | 2025-06-24
2022-09-09 | HBS4268 | Sofar Solar GTX3000-H8 (x2) w/ HYD 15KTL-3PH inverter | 36 |  |  | Sofar Solar | GTX3000-H8 | 2 | Sofar Solar | HYD 15KTL-3PH | Sofar Solar | 2025-06-24
2022-09-09 | HBS4269 | Sofar Solar GTX3000-H9 (x2) w/ HYD 15KTL-3PH inverter | 40.5 |  |  | Sofar Solar | GTX3000-H9 | 2 | Sofar Solar | HYD 15KTL-3PH | Sofar Solar | 2025-06-24
2022-09-09 | HBS4270 | Sofar Solar GTX3000-H10 (x2) w/ HYD 15KTL-3PH inverter | 45 |  |  | Sofar Solar | GTX3000-H10 | 2 | Sofar Solar | HYD 15KTL-3PH | Sofar Solar | 2025-06-24
2022-09-09 | HBS4271 | Sofar Solar GTX3000-H4 (x2) w/ HYD 20KTL-3PH inverter | 18 |  |  | Sofar Solar | GTX3000-H4 | 2 | Sofar Solar | HYD 20KTL-3PH | Sofar Solar | 2025-06-24
2022-09-09 | HBS4272 | Sofar Solar GTX3000-H5 (x2) w/ HYD 20KTL-3PH inverter | 22.5 |  |  | Sofar Solar | GTX3000-H5 | 2 | Sofar Solar | HYD 20KTL-3PH | Sofar Solar | 2025-06-24
2022-09-09 | HBS4273 | Sofar Solar GTX3000-H6 (x2) w/ HYD 20KTL-3PH inverter | 27 |  |  | Sofar Solar | GTX3000-H6 | 2 | Sofar Solar | HYD 20KTL-3PH | Sofar Solar | 2025-06-24
2022-09-09 | HBS4274 | Sofar Solar GTX3000-H7 (x2) w/ HYD 20KTL-3PH inverter | 31.5 |  |  | Sofar Solar | GTX3000-H7 | 2 | Sofar Solar | HYD 20KTL-3PH | Sofar Solar | 2025-06-24
2022-09-09 | HBS4275 | Sofar Solar GTX3000-H8 (x2) w/ HYD 20KTL-3PH inverter | 36 |  |  | Sofar Solar | GTX3000-H8 | 2 | Sofar Solar | HYD 20KTL-3PH | Sofar Solar | 2025-06-24
2022-09-09 | HBS4276 | Sofar Solar GTX3000-H9 (x2) w/ HYD 20KTL-3PH inverter | 40.5 |  |  | Sofar Solar | GTX3000-H9 | 2 | Sofar Solar | HYD 20KTL-3PH | Sofar Solar | 2025-06-24
2022-09-09 | HBS4277 | Sofar Solar GTX3000-H10 (x2) w/ HYD 20KTL-3PH inverter | 45 |  |  | Sofar Solar | GTX3000-H10 | 2 | Sofar Solar | HYD 20KTL-3PH | Sofar Solar | 2025-06-24
2022-09-09 | HBS4278 | Sofar Solar GTX3000-H4 (x3) w/ HYD 5KTL-3PH inverter | 27 |  |  | Sofar Solar | GTX3000-H4 | 3 | Sofar Solar | HYD 5KTL-3PH | Sofar Solar | 2025-06-24
2022-09-09 | HBS4279 | Sofar Solar GTX3000-H5 (x3) w/ HYD 5KTL-3PH inverter | 33.75 |  |  | Sofar Solar | GTX3000-H5 | 3 | Sofar Solar | HYD 5KTL-3PH | Sofar Solar | 2025-06-24
2022-09-09 | HBS4280 | Sofar Solar GTX3000-H6 (x3) w/ HYD 5KTL-3PH inverter | 40.5 |  |  | Sofar Solar | GTX3000-H6 | 3 | Sofar Solar | HYD 5KTL-3PH | Sofar Solar | 2025-06-24
2022-09-09 | HBS4281 | Sofar Solar GTX3000-H7 (x3) w/ HYD 5KTL-3PH inverter | 47.25 |  |  | Sofar Solar | GTX3000-H7 | 3 | Sofar Solar | HYD 5KTL-3PH | Sofar Solar | 2025-06-24
2022-09-09 | HBS4282 | Sofar Solar GTX3000-H8 (x3) w/ HYD 5KTL-3PH inverter | 54 |  |  | Sofar Solar | GTX3000-H8 | 3 | Sofar Solar | HYD 5KTL-3PH | Sofar Solar | 2025-06-24
2022-09-09 | HBS4283 | Sofar Solar GTX3000-H9 (x3) w/ HYD 5KTL-3PH inverter | 60.75 |  |  | Sofar Solar | GTX3000-H9 | 3 | Sofar Solar | HYD 5KTL-3PH | Sofar Solar | 2025-06-24
2022-09-09 | HBS4284 | Sofar Solar GTX3000-H10 (x3) w/ HYD 5KTL-3PH inverter | 67.5 |  |  | Sofar Solar | GTX3000-H10 | 3 | Sofar Solar | HYD 5KTL-3PH | Sofar Solar | 2025-06-24
2022-09-09 | HBS4285 | Sofar Solar GTX3000-H4 (x3) w/ HYD 6KTL-3PH inverter | 27 |  |  | Sofar Solar | GTX3000-H4 | 3 | Sofar Solar | HYD 6KTL-3PH | Sofar Solar | 2025-06-24
2022-09-09 | HBS4286 | Sofar Solar GTX3000-H5 (x3) w/ HYD 6KTL-3PH inverter | 33.75 |  |  | Sofar Solar | GTX3000-H5 | 3 | Sofar Solar | HYD 6KTL-3PH | Sofar Solar | 2025-06-24
2022-09-09 | HBS4287 | Sofar Solar GTX3000-H6 (x3) w/ HYD 6KTL-3PH inverter | 40.5 |  |  | Sofar Solar | GTX3000-H6 | 3 | Sofar Solar | HYD 6KTL-3PH | Sofar Solar | 2025-06-24
2022-09-09 | HBS4288 | Sofar Solar GTX3000-H7 (x3) w/ HYD 6KTL-3PH inverter | 47.25 |  |  | Sofar Solar | GTX3000-H7 | 3 | Sofar Solar | HYD 6KTL-3PH | Sofar Solar | 2025-06-24
2022-09-09 | HBS4289 | Sofar Solar GTX3000-H8 (x3) w/ HYD 6KTL-3PH inverter | 54 |  |  | Sofar Solar | GTX3000-H8 | 3 | Sofar Solar | HYD 6KTL-3PH | Sofar Solar | 2025-06-24
2022-09-09 | HBS4290 | Sofar Solar GTX3000-H9 (x3) w/ HYD 6KTL-3PH inverter | 60.75 |  |  | Sofar Solar | GTX3000-H9 | 3 | Sofar Solar | HYD 6KTL-3PH | Sofar Solar | 2025-06-24
2022-09-09 | HBS4291 | Sofar Solar GTX3000-H10 (x3) w/ HYD 6KTL-3PH inverter | 67.5 |  |  | Sofar Solar | GTX3000-H10 | 3 | Sofar Solar | HYD 6KTL-3PH | Sofar Solar | 2025-06-24
2022-09-09 | HBS4292 | Sofar Solar GTX3000-H4 (x3) w/ HYD 8KTL-3PH inverter | 27 |  |  | Sofar Solar | GTX3000-H4 | 3 | Sofar Solar | HYD 8KTL-3PH | Sofar Solar | 2025-06-24
2022-09-09 | HBS4293 | Sofar Solar GTX3000-H5 (x3) w/ HYD 8KTL-3PH inverter | 33.75 |  |  | Sofar Solar | GTX3000-H5 | 3 | Sofar Solar | HYD 8KTL-3PH | Sofar Solar | 2025-06-24
2022-09-09 | HBS4294 | Sofar Solar GTX3000-H6 (x3) w/ HYD 8KTL-3PH inverter | 40.5 |  |  | Sofar Solar | GTX3000-H6 | 3 | Sofar Solar | HYD 8KTL-3PH | Sofar Solar | 2025-06-24
2022-09-09 | HBS4295 | Sofar Solar GTX3000-H7 (x3) w/ HYD 8KTL-3PH inverter | 47.25 |  |  | Sofar Solar | GTX3000-H7 | 3 | Sofar Solar | HYD 8KTL-3PH | Sofar Solar | 2025-06-24
2022-09-09 | HBS4296 | Sofar Solar GTX3000-H8 (x3) w/ HYD 8KTL-3PH inverter | 54 |  |  | Sofar Solar | GTX3000-H8 | 3 | Sofar Solar | HYD 8KTL-3PH | Sofar Solar | 2025-06-24
2022-09-09 | HBS4297 | Sofar Solar GTX3000-H9 (x3) w/ HYD 8KTL-3PH inverter | 60.75 |  |  | Sofar Solar | GTX3000-H9 | 3 | Sofar Solar | HYD 8KTL-3PH | Sofar Solar | 2025-06-24
2022-09-09 | HBS4298 | Sofar Solar GTX3000-H10 (x3) w/ HYD 8KTL-3PH inverter | 67.5 |  |  | Sofar Solar | GTX3000-H10 | 3 | Sofar Solar | HYD 8KTL-3PH | Sofar Solar | 2025-06-24
2022-09-09 | HBS4299 | Sofar Solar GTX3000-H4 (x3) w/ HYD 10KTL-3PH inverter | 27 |  |  | Sofar Solar | GTX3000-H4 | 3 | Sofar Solar | HYD 10KTL-3PH | Sofar Solar | 2025-06-24
2022-09-09 | HBS4300 | Sofar Solar GTX3000-H5 (x3) w/ HYD 10KTL-3PH inverter | 33.75 |  |  | Sofar Solar | GTX3000-H5 | 3 | Sofar Solar | HYD 10KTL-3PH | Sofar Solar | 2025-06-24
2022-09-09 | HBS4301 | Sofar Solar GTX3000-H6 (x3) w/ HYD 10KTL-3PH inverter | 40.5 |  |  | Sofar Solar | GTX3000-H6 | 3 | Sofar Solar | HYD 10KTL-3PH | Sofar Solar | 2025-06-24
2022-09-09 | HBS4302 | Sofar Solar GTX3000-H7 (x3) w/ HYD 10KTL-3PH inverter | 47.25 |  |  | Sofar Solar | GTX3000-H7 | 3 | Sofar Solar | HYD 10KTL-3PH | Sofar Solar | 2025-06-24
2022-09-09 | HBS4303 | Sofar Solar GTX3000-H8 (x3) w/ HYD 10KTL-3PH inverter | 54 |  |  | Sofar Solar | GTX3000-H8 | 3 | Sofar Solar | HYD 10KTL-3PH | Sofar Solar | 2025-06-24
2022-09-09 | HBS4304 | Sofar Solar GTX3000-H9 (x3) w/ HYD 10KTL-3PH inverter | 60.75 |  |  | Sofar Solar | GTX3000-H9 | 3 | Sofar Solar | HYD 10KTL-3PH | Sofar Solar | 2025-06-24
2022-09-09 | HBS4305 | Sofar Solar GTX3000-H10 (x3) w/ HYD 10KTL-3PH inverter | 67.5 |  |  | Sofar Solar | GTX3000-H10 | 3 | Sofar Solar | HYD 10KTL-3PH | Sofar Solar | 2025-06-24
2022-09-09 | HBS4306 | Sofar Solar GTX3000-H4 (x3) w/ HYD 15KTL-3PH inverter | 27 |  |  | Sofar Solar | GTX3000-H4 | 3 | Sofar Solar | HYD 15KTL-3PH | Sofar Solar | 2025-06-24
2022-09-09 | HBS4307 | Sofar Solar GTX3000-H5 (x3) w/ HYD 15KTL-3PH inverter | 33.75 |  |  | Sofar Solar | GTX3000-H5 | 3 | Sofar Solar | HYD 15KTL-3PH | Sofar Solar | 2025-06-24
2022-09-09 | HBS4308 | Sofar Solar GTX3000-H6 (x3) w/ HYD 15KTL-3PH inverter | 40.5 |  |  | Sofar Solar | GTX3000-H6 | 3 | Sofar Solar | HYD 15KTL-3PH | Sofar Solar | 2025-06-24
2022-09-09 | HBS4309 | Sofar Solar GTX3000-H7 (x3) w/ HYD 15KTL-3PH inverter | 47.25 |  |  | Sofar Solar | GTX3000-H7 | 3 | Sofar Solar | HYD 15KTL-3PH | Sofar Solar | 2025-06-24
2022-09-09 | HBS4310 | Sofar Solar GTX3000-H8 (x3) w/ HYD 15KTL-3PH inverter | 54 |  |  | Sofar Solar | GTX3000-H8 | 3 | Sofar Solar | HYD 15KTL-3PH | Sofar Solar | 2025-06-24
2022-09-09 | HBS4311 | Sofar Solar GTX3000-H9 (x3) w/ HYD 15KTL-3PH inverter | 60.75 |  |  | Sofar Solar | GTX3000-H9 | 3 | Sofar Solar | HYD 15KTL-3PH | Sofar Solar | 2025-06-24
2022-09-09 | HBS4312 | Sofar Solar GTX3000-H10 (x3) w/ HYD 15KTL-3PH inverter | 67.5 |  |  | Sofar Solar | GTX3000-H10 | 3 | Sofar Solar | HYD 15KTL-3PH | Sofar Solar | 2025-06-24
2022-09-09 | HBS4313 | Sofar Solar GTX3000-H4 (x3) w/ HYD 20KTL-3PH inverter | 27 |  |  | Sofar Solar | GTX3000-H4 | 3 | Sofar Solar | HYD 20KTL-3PH | Sofar Solar | 2025-06-24
2022-09-09 | HBS4314 | Sofar Solar GTX3000-H5 (x3) w/ HYD 20KTL-3PH inverter | 33.75 |  |  | Sofar Solar | GTX3000-H5 | 3 | Sofar Solar | HYD 20KTL-3PH | Sofar Solar | 2025-06-24
2022-09-09 | HBS4315 | Sofar Solar GTX3000-H6 (x3) w/ HYD 20KTL-3PH inverter | 40.5 |  |  | Sofar Solar | GTX3000-H6 | 3 | Sofar Solar | HYD 20KTL-3PH | Sofar Solar | 2025-06-24
2022-09-09 | HBS4316 | Sofar Solar GTX3000-H7 (x3) w/ HYD 20KTL-3PH inverter | 47.25 |  |  | Sofar Solar | GTX3000-H7 | 3 | Sofar Solar | HYD 20KTL-3PH | Sofar Solar | 2025-06-24
2022-09-09 | HBS4317 | Sofar Solar GTX3000-H8 (x3) w/ HYD 20KTL-3PH inverter | 54 |  |  | Sofar Solar | GTX3000-H8 | 3 | Sofar Solar | HYD 20KTL-3PH | Sofar Solar | 2025-06-24
2022-09-09 | HBS4318 | Sofar Solar GTX3000-H9 (x3) w/ HYD 20KTL-3PH inverter | 60.75 |  |  | Sofar Solar | GTX3000-H9 | 3 | Sofar Solar | HYD 20KTL-3PH | Sofar Solar | 2025-06-24
2022-09-09 | HBS4319 | Sofar Solar GTX3000-H10 (x3) w/ HYD 20KTL-3PH inverter | 67.5 |  |  | Sofar Solar | GTX3000-H10 | 3 | Sofar Solar | HYD 20KTL-3PH | Sofar Solar | 2025-06-24
2022-09-09 | HBS4320 | Sofar Solar GTX3000-H4 (x4) w/ HYD 5KTL-3PH inverter | 36 |  |  | Sofar Solar | GTX3000-H4 | 4 | Sofar Solar | HYD 5KTL-3PH | Sofar Solar | 2025-06-24
2022-09-09 | HBS4321 | Sofar Solar GTX3000-H5 (x4) w/ HYD 5KTL-3PH inverter | 45 |  |  | Sofar Solar | GTX3000-H5 | 4 | Sofar Solar | HYD 5KTL-3PH | Sofar Solar | 2025-06-24
2022-09-09 | HBS4322 | Sofar Solar GTX3000-H6 (x4) w/ HYD 5KTL-3PH inverter | 54 |  |  | Sofar Solar | GTX3000-H6 | 4 | Sofar Solar | HYD 5KTL-3PH | Sofar Solar | 2025-06-24
2022-09-09 | HBS4323 | Sofar Solar GTX3000-H7 (x4) w/ HYD 5KTL-3PH inverter | 63 |  |  | Sofar Solar | GTX3000-H7 | 4 | Sofar Solar | HYD 5KTL-3PH | Sofar Solar | 2025-06-24
2022-09-09 | HBS4324 | Sofar Solar GTX3000-H8 (x4) w/ HYD 5KTL-3PH inverter | 72 |  |  | Sofar Solar | GTX3000-H8 | 4 | Sofar Solar | HYD 5KTL-3PH | Sofar Solar | 2025-06-24
2022-09-09 | HBS4325 | Sofar Solar GTX3000-H9 (x4) w/ HYD 5KTL-3PH inverter | 81 |  |  | Sofar Solar | GTX3000-H9 | 4 | Sofar Solar | HYD 5KTL-3PH | Sofar Solar | 2025-06-24
2022-09-09 | HBS4326 | Sofar Solar GTX3000-H10 (x4) w/ HYD 5KTL-3PH inverter | 90 |  |  | Sofar Solar | GTX3000-H10 | 4 | Sofar Solar | HYD 5KTL-3PH | Sofar Solar | 2025-06-24
2022-09-09 | HBS4327 | Sofar Solar GTX3000-H4 (x4) w/ HYD 6KTL-3PH inverter | 36 |  |  | Sofar Solar | GTX3000-H4 | 4 | Sofar Solar | HYD 6KTL-3PH | Sofar Solar | 2025-06-24
2022-09-09 | HBS4328 | Sofar Solar GTX3000-H5 (x4) w/ HYD 6KTL-3PH inverter | 45 |  |  | Sofar Solar | GTX3000-H5 | 4 | Sofar Solar | HYD 6KTL-3PH | Sofar Solar | 2025-06-24
2022-09-09 | HBS4329 | Sofar Solar GTX3000-H6 (x4) w/ HYD 6KTL-3PH inverter | 54 |  |  | Sofar Solar | GTX3000-H6 | 4 | Sofar Solar | HYD 6KTL-3PH | Sofar Solar | 2025-06-24
2022-09-09 | HBS4330 | Sofar Solar GTX3000-H7 (x4) w/ HYD 6KTL-3PH inverter | 63 |  |  | Sofar Solar | GTX3000-H7 | 4 | Sofar Solar | HYD 6KTL-3PH | Sofar Solar | 2025-06-24
2022-09-09 | HBS4331 | Sofar Solar GTX3000-H8 (x4) w/ HYD 6KTL-3PH inverter | 72 |  |  | Sofar Solar | GTX3000-H8 | 4 | Sofar Solar | HYD 6KTL-3PH | Sofar Solar | 2025-06-24
2022-09-09 | HBS4332 | Sofar Solar GTX3000-H9 (x4) w/ HYD 6KTL-3PH inverter | 81 |  |  | Sofar Solar | GTX3000-H9 | 4 | Sofar Solar | HYD 6KTL-3PH | Sofar Solar | 2025-06-24
2022-09-09 | HBS4333 | Sofar Solar GTX3000-H10 (x4) w/ HYD 6KTL-3PH inverter | 90 |  |  | Sofar Solar | GTX3000-H10 | 4 | Sofar Solar | HYD 6KTL-3PH | Sofar Solar | 2025-06-24
2022-09-09 | HBS4334 | Sofar Solar GTX3000-H4 (x4) w/ HYD 8KTL-3PH inverter | 36 |  |  | Sofar Solar | GTX3000-H4 | 4 | Sofar Solar | HYD 8KTL-3PH | Sofar Solar | 2025-06-24
2022-09-09 | HBS4335 | Sofar Solar GTX3000-H5 (x4) w/ HYD 8KTL-3PH inverter | 45 |  |  | Sofar Solar | GTX3000-H5 | 4 | Sofar Solar | HYD 8KTL-3PH | Sofar Solar | 2025-06-24
2022-09-09 | HBS4336 | Sofar Solar GTX3000-H6 (x4) w/ HYD 8KTL-3PH inverter | 54 |  |  | Sofar Solar | GTX3000-H6 | 4 | Sofar Solar | HYD 8KTL-3PH | Sofar Solar | 2025-06-24
2022-09-09 | HBS4337 | Sofar Solar GTX3000-H7 (x4) w/ HYD 8KTL-3PH inverter | 63 |  |  | Sofar Solar | GTX3000-H7 | 4 | Sofar Solar | HYD 8KTL-3PH | Sofar Solar | 2025-06-24
2022-09-09 | HBS4338 | Sofar Solar GTX3000-H8 (x4) w/ HYD 8KTL-3PH inverter | 72 |  |  | Sofar Solar | GTX3000-H8 | 4 | Sofar Solar | HYD 8KTL-3PH | Sofar Solar | 2025-06-24
2022-09-09 | HBS4339 | Sofar Solar GTX3000-H9 (x4) w/ HYD 8KTL-3PH inverter | 81 |  |  | Sofar Solar | GTX3000-H9 | 4 | Sofar Solar | HYD 8KTL-3PH | Sofar Solar | 2025-06-24
2022-09-09 | HBS4340 | Sofar Solar GTX3000-H10 (x4) w/ HYD 8KTL-3PH inverter | 90 |  |  | Sofar Solar | GTX3000-H10 | 4 | Sofar Solar | HYD 8KTL-3PH | Sofar Solar | 2025-06-24
2022-09-09 | HBS4341 | Sofar Solar GTX3000-H4 (x4) w/ HYD 10KTL-3PH inverter | 36 |  |  | Sofar Solar | GTX3000-H4 | 4 | Sofar Solar | HYD 10KTL-3PH | Sofar Solar | 2025-06-24
2022-09-09 | HBS4342 | Sofar Solar GTX3000-H5 (x4) w/ HYD 10KTL-3PH inverter | 45 |  |  | Sofar Solar | GTX3000-H5 | 4 | Sofar Solar | HYD 10KTL-3PH | Sofar Solar | 2025-06-24
2022-09-09 | HBS4343 | Sofar Solar GTX3000-H6 (x4) w/ HYD 10KTL-3PH inverter | 54 |  |  | Sofar Solar | GTX3000-H6 | 4 | Sofar Solar | HYD 10KTL-3PH | Sofar Solar | 2025-06-24
2022-09-09 | HBS4344 | Sofar Solar GTX3000-H7 (x4) w/ HYD 10KTL-3PH inverter | 63 |  |  | Sofar Solar | GTX3000-H7 | 4 | Sofar Solar | HYD 10KTL-3PH | Sofar Solar | 2025-06-24
2022-09-09 | HBS4345 | Sofar Solar GTX3000-H8 (x4) w/ HYD 10KTL-3PH inverter | 72 |  |  | Sofar Solar | GTX3000-H8 | 4 | Sofar Solar | HYD 10KTL-3PH | Sofar Solar | 2025-06-24
2022-09-09 | HBS4346 | Sofar Solar GTX3000-H9 (x4) w/ HYD 10KTL-3PH inverter | 81 |  |  | Sofar Solar | GTX3000-H9 | 4 | Sofar Solar | HYD 10KTL-3PH | Sofar Solar | 2025-06-24
2022-09-09 | HBS4347 | Sofar Solar GTX3000-H10 (x4) w/ HYD 10KTL-3PH inverter | 90 |  |  | Sofar Solar | GTX3000-H10 | 4 | Sofar Solar | HYD 10KTL-3PH | Sofar Solar | 2025-06-24
2022-09-09 | HBS4348 | Sofar Solar GTX3000-H4 (x4) w/ HYD 15KTL-3PH inverter | 36 |  |  | Sofar Solar | GTX3000-H4 | 4 | Sofar Solar | HYD 15KTL-3PH | Sofar Solar | 2025-06-24
2022-09-09 | HBS4349 | Sofar Solar GTX3000-H5 (x4) w/ HYD 15KTL-3PH inverter | 45 |  |  | Sofar Solar | GTX3000-H5 | 4 | Sofar Solar | HYD 15KTL-3PH | Sofar Solar | 2025-06-24
2022-09-09 | HBS4350 | Sofar Solar GTX3000-H6 (x4) w/ HYD 15KTL-3PH inverter | 54 |  |  | Sofar Solar | GTX3000-H6 | 4 | Sofar Solar | HYD 15KTL-3PH | Sofar Solar | 2025-06-24
2022-09-09 | HBS4351 | Sofar Solar GTX3000-H7 (x4) w/ HYD 15KTL-3PH inverter | 63 |  |  | Sofar Solar | GTX3000-H7 | 4 | Sofar Solar | HYD 15KTL-3PH | Sofar Solar | 2025-06-24
2022-09-09 | HBS4352 | Sofar Solar GTX3000-H8 (x4) w/ HYD 15KTL-3PH inverter | 72 |  |  | Sofar Solar | GTX3000-H8 | 4 | Sofar Solar | HYD 15KTL-3PH | Sofar Solar | 2025-06-24
2022-09-09 | HBS4353 | Sofar Solar GTX3000-H9 (x4) w/ HYD 15KTL-3PH inverter | 81 |  |  | Sofar Solar | GTX3000-H9 | 4 | Sofar Solar | HYD 15KTL-3PH | Sofar Solar | 2025-06-24
2022-09-09 | HBS4354 | Sofar Solar GTX3000-H10 (x4) w/ HYD 15KTL-3PH inverter | 90 |  |  | Sofar Solar | GTX3000-H10 | 4 | Sofar Solar | HYD 15KTL-3PH | Sofar Solar | 2025-06-24
2022-09-09 | HBS4355 | Sofar Solar GTX3000-H4 (x4) w/ HYD 20KTL-3PH inverter | 36 |  |  | Sofar Solar | GTX3000-H4 | 4 | Sofar Solar | HYD 20KTL-3PH | Sofar Solar | 2025-06-24
2022-09-09 | HBS4356 | Sofar Solar GTX3000-H5 (x4) w/ HYD 20KTL-3PH inverter | 45 |  |  | Sofar Solar | GTX3000-H5 | 4 | Sofar Solar | HYD 20KTL-3PH | Sofar Solar | 2025-06-24
2022-09-09 | HBS4357 | Sofar Solar GTX3000-H6 (x4) w/ HYD 20KTL-3PH inverter | 54 |  |  | Sofar Solar | GTX3000-H6 | 4 | Sofar Solar | HYD 20KTL-3PH | Sofar Solar | 2025-06-24
2022-09-09 | HBS4358 | Sofar Solar GTX3000-H7 (x4) w/ HYD 20KTL-3PH inverter | 63 |  |  | Sofar Solar | GTX3000-H7 | 4 | Sofar Solar | HYD 20KTL-3PH | Sofar Solar | 2025-06-24
2022-09-09 | HBS4359 | Sofar Solar GTX3000-H8 (x4) w/ HYD 20KTL-3PH inverter | 72 |  |  | Sofar Solar | GTX3000-H8 | 4 | Sofar Solar | HYD 20KTL-3PH | Sofar Solar | 2025-06-24
2022-09-09 | HBS4360 | Sofar Solar GTX3000-H9 (x4) w/ HYD 20KTL-3PH inverter | 81 |  |  | Sofar Solar | GTX3000-H9 | 4 | Sofar Solar | HYD 20KTL-3PH | Sofar Solar | 2025-06-24
2022-09-09 | HBS4361 | Sofar Solar GTX3000-H10 (x4) w/ HYD 20KTL-3PH inverter | 90 |  |  | Sofar Solar | GTX3000-H10 | 4 | Sofar Solar | HYD 20KTL-3PH | Sofar Solar | 2025-06-24
2022-09-09 | HBS4362 | Sofar Solar GTX3000-H4 (x1) w/ ME 5KTL-3PH inverter | 9 |  |  | Sofar Solar | GTX3000-H4 | 1 | Sofar Solar | ME 5KTL-3PH | Sofar Solar | 2025-07-14
2022-09-09 | HBS4363 | Sofar Solar GTX3000-H5 (x1) w/ ME 5KTL-3PH inverter | 11.25 |  |  | Sofar Solar | GTX3000-H5 | 1 | Sofar Solar | ME 5KTL-3PH | Sofar Solar | 2025-07-14
2022-09-09 | HBS4364 | Sofar Solar GTX3000-H6 (x1) w/ ME 5KTL-3PH inverter | 13.5 |  |  | Sofar Solar | GTX3000-H6 | 1 | Sofar Solar | ME 5KTL-3PH | Sofar Solar | 2025-07-14
2022-09-09 | HBS4365 | Sofar Solar GTX3000-H7 (x1) w/ ME 5KTL-3PH inverter | 15.75 |  |  | Sofar Solar | GTX3000-H7 | 1 | Sofar Solar | ME 5KTL-3PH | Sofar Solar | 2025-07-14
2022-09-09 | HBS4366 | Sofar Solar GTX3000-H8 (x1) w/ ME 5KTL-3PH inverter | 18 |  |  | Sofar Solar | GTX3000-H8 | 1 | Sofar Solar | ME 5KTL-3PH | Sofar Solar | 2025-07-14
2022-09-09 | HBS4367 | Sofar Solar GTX3000-H9 (x1) w/ ME 5KTL-3PH inverter | 20.25 |  |  | Sofar Solar | GTX3000-H9 | 1 | Sofar Solar | ME 5KTL-3PH | Sofar Solar | 2025-07-14
2022-09-09 | HBS4368 | Sofar Solar GTX3000-H10 (x1) w/ ME 5KTL-3PH inverter | 22.5 |  |  | Sofar Solar | GTX3000-H10 | 1 | Sofar Solar | ME 5KTL-3PH | Sofar Solar | 2025-07-14
2022-09-09 | HBS4369 | Sofar Solar GTX3000-H4 (x1) w/ ME 6KTL-3PH inverter | 9 |  |  | Sofar Solar | GTX3000-H4 | 1 | Sofar Solar | ME 6KTL-3PH | Sofar Solar | 2025-07-14
2022-09-09 | HBS4370 | Sofar Solar GTX3000-H5 (x1) w/ ME 6KTL-3PH inverter | 11.25 |  |  | Sofar Solar | GTX3000-H5 | 1 | Sofar Solar | ME 6KTL-3PH | Sofar Solar | 2025-07-14
2022-09-09 | HBS4371 | Sofar Solar GTX3000-H6 (x1) w/ ME 6KTL-3PH inverter | 13.5 |  |  | Sofar Solar | GTX3000-H6 | 1 | Sofar Solar | ME 6KTL-3PH | Sofar Solar | 2025-07-14
2022-09-09 | HBS4372 | Sofar Solar GTX3000-H7 (x1) w/ ME 6KTL-3PH inverter | 15.75 |  |  | Sofar Solar | GTX3000-H7 | 1 | Sofar Solar | ME 6KTL-3PH | Sofar Solar | 2025-07-14
2022-09-09 | HBS4373 | Sofar Solar GTX3000-H8 (x1) w/ ME 6KTL-3PH inverter | 18 |  |  | Sofar Solar | GTX3000-H8 | 1 | Sofar Solar | ME 6KTL-3PH | Sofar Solar | 2025-07-14
2022-09-09 | HBS4374 | Sofar Solar GTX3000-H9 (x1) w/ ME 6KTL-3PH inverter | 20.25 |  |  | Sofar Solar | GTX3000-H9 | 1 | Sofar Solar | ME 6KTL-3PH | Sofar Solar | 2025-07-14
2022-09-09 | HBS4375 | Sofar Solar GTX3000-H10 (x1) w/ ME 6KTL-3PH inverter | 22.5 |  |  | Sofar Solar | GTX3000-H10 | 1 | Sofar Solar | ME 6KTL-3PH | Sofar Solar | 2025-07-14
2022-09-09 | HBS4376 | Sofar Solar GTX3000-H4 (x1) w/ ME 8KTL-3PH inverter | 9 |  |  | Sofar Solar | GTX3000-H4 | 1 | Sofar Solar | ME 8KTL-3PH | Sofar Solar | 2025-07-14
2022-09-09 | HBS4377 | Sofar Solar GTX3000-H5 (x1) w/ ME 8KTL-3PH inverter | 11.25 |  |  | Sofar Solar | GTX3000-H5 | 1 | Sofar Solar | ME 8KTL-3PH | Sofar Solar | 2025-07-14
2022-09-09 | HBS4378 | Sofar Solar GTX3000-H6 (x1) w/ ME 8KTL-3PH inverter | 13.5 |  |  | Sofar Solar | GTX3000-H6 | 1 | Sofar Solar | ME 8KTL-3PH | Sofar Solar | 2025-07-14
2022-09-09 | HBS4379 | Sofar Solar GTX3000-H7 (x1) w/ ME 8KTL-3PH inverter | 15.75 |  |  | Sofar Solar | GTX3000-H7 | 1 | Sofar Solar | ME 8KTL-3PH | Sofar Solar | 2025-07-14
2022-09-09 | HBS4380 | Sofar Solar GTX3000-H8 (x1) w/ ME 8KTL-3PH inverter | 18 |  |  | Sofar Solar | GTX3000-H8 | 1 | Sofar Solar | ME 8KTL-3PH | Sofar Solar | 2025-07-14
2022-09-09 | HBS4381 | Sofar Solar GTX3000-H9 (x1) w/ ME 8KTL-3PH inverter | 20.25 |  |  | Sofar Solar | GTX3000-H9 | 1 | Sofar Solar | ME 8KTL-3PH | Sofar Solar | 2025-07-14
2022-09-09 | HBS4382 | Sofar Solar GTX3000-H10 (x1) w/ ME 8KTL-3PH inverter | 22.5 |  |  | Sofar Solar | GTX3000-H10 | 1 | Sofar Solar | ME 8KTL-3PH | Sofar Solar | 2025-07-14
2022-09-09 | HBS4383 | Sofar Solar GTX3000-H4 (x1) w/ ME 10KTL-3PH inverter | 9 |  |  | Sofar Solar | GTX3000-H4 | 1 | Sofar Solar | ME 10KTL-3PH | Sofar Solar | 2025-07-14
2022-09-09 | HBS4384 | Sofar Solar GTX3000-H5 (x1) w/ ME 10KTL-3PH inverter | 11.25 |  |  | Sofar Solar | GTX3000-H5 | 1 | Sofar Solar | ME 10KTL-3PH | Sofar Solar | 2025-07-14
2022-09-09 | HBS4385 | Sofar Solar GTX3000-H6 (x1) w/ ME 10KTL-3PH inverter | 13.5 |  |  | Sofar Solar | GTX3000-H6 | 1 | Sofar Solar | ME 10KTL-3PH | Sofar Solar | 2025-07-14
2022-09-09 | HBS4386 | Sofar Solar GTX3000-H7 (x1) w/ ME 10KTL-3PH inverter | 15.75 |  |  | Sofar Solar | GTX3000-H7 | 1 | Sofar Solar | ME 10KTL-3PH | Sofar Solar | 2025-07-14
2022-09-09 | HBS4387 | Sofar Solar GTX3000-H8 (x1) w/ ME 10KTL-3PH inverter | 18 |  |  | Sofar Solar | GTX3000-H8 | 1 | Sofar Solar | ME 10KTL-3PH | Sofar Solar | 2025-07-14
2022-09-09 | HBS4388 | Sofar Solar GTX3000-H9 (x1) w/ ME 10KTL-3PH inverter | 20.25 |  |  | Sofar Solar | GTX3000-H9 | 1 | Sofar Solar | ME 10KTL-3PH | Sofar Solar | 2025-07-14
2022-09-09 | HBS4389 | Sofar Solar GTX3000-H10 (x1) w/ ME 10KTL-3PH inverter | 22.5 |  |  | Sofar Solar | GTX3000-H10 | 1 | Sofar Solar | ME 10KTL-3PH | Sofar Solar | 2025-07-14
2022-09-09 | HBS4390 | Sofar Solar GTX3000-H4 (x1) w/ ME 15KTL-3PH inverter | 9 |  |  | Sofar Solar | GTX3000-H4 | 1 | Sofar Solar | ME 15KTL-3PH | Sofar Solar | 2025-07-14
2022-09-09 | HBS4391 | Sofar Solar GTX3000-H5 (x1) w/ ME 15KTL-3PH inverter | 11.25 |  |  | Sofar Solar | GTX3000-H5 | 1 | Sofar Solar | ME 15KTL-3PH | Sofar Solar | 2025-07-14
2022-09-09 | HBS4392 | Sofar Solar GTX3000-H6 (x1) w/ ME 15KTL-3PH inverter | 13.5 |  |  | Sofar Solar | GTX3000-H6 | 1 | Sofar Solar | ME 15KTL-3PH | Sofar Solar | 2025-07-14
2022-09-09 | HBS4393 | Sofar Solar GTX3000-H7 (x1) w/ ME 15KTL-3PH inverter | 15.75 |  |  | Sofar Solar | GTX3000-H7 | 1 | Sofar Solar | ME 15KTL-3PH | Sofar Solar | 2025-07-14
2022-09-09 | HBS4394 | Sofar Solar GTX3000-H8 (x1) w/ ME 15KTL-3PH inverter | 18 |  |  | Sofar Solar | GTX3000-H8 | 1 | Sofar Solar | ME 15KTL-3PH | Sofar Solar | 2025-07-14
2022-09-09 | HBS4395 | Sofar Solar GTX3000-H9 (x1) w/ ME 15KTL-3PH inverter | 20.25 |  |  | Sofar Solar | GTX3000-H9 | 1 | Sofar Solar | ME 15KTL-3PH | Sofar Solar | 2025-07-14
2022-09-09 | HBS4396 | Sofar Solar GTX3000-H10 (x1) w/ ME 15KTL-3PH inverter | 22.5 |  |  | Sofar Solar | GTX3000-H10 | 1 | Sofar Solar | ME 15KTL-3PH | Sofar Solar | 2025-07-14
2022-09-09 | HBS4397 | Sofar Solar GTX3000-H4 (x1) w/ ME 20KTL-3PH inverter | 9 |  |  | Sofar Solar | GTX3000-H4 | 1 | Sofar Solar | ME 20KTL-3PH | Sofar Solar | 2025-07-14
2022-09-09 | HBS4398 | Sofar Solar GTX3000-H5 (x1) w/ ME 20KTL-3PH inverter | 11.25 |  |  | Sofar Solar | GTX3000-H5 | 1 | Sofar Solar | ME 20KTL-3PH | Sofar Solar | 2025-07-14
2022-09-09 | HBS4399 | Sofar Solar GTX3000-H6 (x1) w/ ME 20KTL-3PH inverter | 13.5 |  |  | Sofar Solar | GTX3000-H6 | 1 | Sofar Solar | ME 20KTL-3PH | Sofar Solar | 2025-07-14
2022-09-09 | HBS4400 | Sofar Solar GTX3000-H7 (x1) w/ ME 20KTL-3PH inverter | 15.75 |  |  | Sofar Solar | GTX3000-H7 | 1 | Sofar Solar | ME 20KTL-3PH | Sofar Solar | 2025-07-14
2022-09-09 | HBS4401 | Sofar Solar GTX3000-H8 (x1) w/ ME 20KTL-3PH inverter | 18 |  |  | Sofar Solar | GTX3000-H8 | 1 | Sofar Solar | ME 20KTL-3PH | Sofar Solar | 2025-07-14
2022-09-09 | HBS4402 | Sofar Solar GTX3000-H9 (x1) w/ ME 20KTL-3PH inverter | 20.25 |  |  | Sofar Solar | GTX3000-H9 | 1 | Sofar Solar | ME 20KTL-3PH | Sofar Solar | 2025-07-14
2022-09-09 | HBS4403 | Sofar Solar GTX3000-H10 (x1) w/ ME 20KTL-3PH inverter | 22.5 |  |  | Sofar Solar | GTX3000-H10 | 1 | Sofar Solar | ME 20KTL-3PH | Sofar Solar | 2025-07-14
2022-09-09 | HBS4404 | Sofar Solar GTX3000-H4 (x2) w/ ME 5KTL-3PH inverter | 18 |  |  | Sofar Solar | GTX3000-H4 | 2 | Sofar Solar | ME 5KTL-3PH | Sofar Solar | 2025-07-14
2022-09-09 | HBS4405 | Sofar Solar GTX3000-H5 (x2) w/ ME 5KTL-3PH inverter | 22.5 |  |  | Sofar Solar | GTX3000-H5 | 2 | Sofar Solar | ME 5KTL-3PH | Sofar Solar | 2025-07-14
2022-09-09 | HBS4406 | Sofar Solar GTX3000-H6 (x2) w/ ME 5KTL-3PH inverter | 27 |  |  | Sofar Solar | GTX3000-H6 | 2 | Sofar Solar | ME 5KTL-3PH | Sofar Solar | 2025-07-14
2022-09-09 | HBS4407 | Sofar Solar GTX3000-H7 (x2) w/ ME 5KTL-3PH inverter | 31.5 |  |  | Sofar Solar | GTX3000-H7 | 2 | Sofar Solar | ME 5KTL-3PH | Sofar Solar | 2025-07-14
2022-09-09 | HBS4408 | Sofar Solar GTX3000-H8 (x2) w/ ME 5KTL-3PH inverter | 36 |  |  | Sofar Solar | GTX3000-H8 | 2 | Sofar Solar | ME 5KTL-3PH | Sofar Solar | 2025-07-14
2022-09-09 | HBS4409 | Sofar Solar GTX3000-H9 (x2) w/ ME 5KTL-3PH inverter | 40.5 |  |  | Sofar Solar | GTX3000-H9 | 2 | Sofar Solar | ME 5KTL-3PH | Sofar Solar | 2025-07-14
2022-09-09 | HBS4410 | Sofar Solar GTX3000-H10 (x2) w/ ME 5KTL-3PH inverter | 45 |  |  | Sofar Solar | GTX3000-H10 | 2 | Sofar Solar | ME 5KTL-3PH | Sofar Solar | 2025-07-14
2022-09-09 | HBS4411 | Sofar Solar GTX3000-H4 (x2) w/ ME 6KTL-3PH inverter | 18 |  |  | Sofar Solar | GTX3000-H4 | 2 | Sofar Solar | ME 6KTL-3PH | Sofar Solar | 2025-07-14
2022-09-09 | HBS4412 | Sofar Solar GTX3000-H5 (x2) w/ ME 6KTL-3PH inverter | 22.5 |  |  | Sofar Solar | GTX3000-H5 | 2 | Sofar Solar | ME 6KTL-3PH | Sofar Solar | 2025-07-14
2022-09-09 | HBS4413 | Sofar Solar GTX3000-H6 (x2) w/ ME 6KTL-3PH inverter | 27 |  |  | Sofar Solar | GTX3000-H6 | 2 | Sofar Solar | ME 6KTL-3PH | Sofar Solar | 2025-07-14
2022-09-09 | HBS4414 | Sofar Solar GTX3000-H7 (x2) w/ ME 6KTL-3PH inverter | 31.5 |  |  | Sofar Solar | GTX3000-H7 | 2 | Sofar Solar | ME 6KTL-3PH | Sofar Solar | 2025-07-14
2022-09-09 | HBS4415 | Sofar Solar GTX3000-H8 (x2) w/ ME 6KTL-3PH inverter | 36 |  |  | Sofar Solar | GTX3000-H8 | 2 | Sofar Solar | ME 6KTL-3PH | Sofar Solar | 2025-07-14
2022-09-09 | HBS4416 | Sofar Solar GTX3000-H9 (x2) w/ ME 6KTL-3PH inverter | 40.5 |  |  | Sofar Solar | GTX3000-H9 | 2 | Sofar Solar | ME 6KTL-3PH | Sofar Solar | 2025-07-14
2022-09-09 | HBS4417 | Sofar Solar GTX3000-H10 (x2) w/ ME 6KTL-3PH inverter | 45 |  |  | Sofar Solar | GTX3000-H10 | 2 | Sofar Solar | ME 6KTL-3PH | Sofar Solar | 2025-07-14
2022-09-09 | HBS4418 | Sofar Solar GTX3000-H4 (x2) w/ ME 8KTL-3PH inverter | 18 |  |  | Sofar Solar | GTX3000-H4 | 2 | Sofar Solar | ME 8KTL-3PH | Sofar Solar | 2025-07-14
2022-09-09 | HBS4419 | Sofar Solar GTX3000-H5 (x2) w/ ME 8KTL-3PH inverter | 22.5 |  |  | Sofar Solar | GTX3000-H5 | 2 | Sofar Solar | ME 8KTL-3PH | Sofar Solar | 2025-07-14
2022-09-09 | HBS4420 | Sofar Solar GTX3000-H6 (x2) w/ ME 8KTL-3PH inverter | 27 |  |  | Sofar Solar | GTX3000-H6 | 2 | Sofar Solar | ME 8KTL-3PH | Sofar Solar | 2025-07-14
2022-09-09 | HBS4421 | Sofar Solar GTX3000-H7 (x2) w/ ME 8KTL-3PH inverter | 31.5 |  |  | Sofar Solar | GTX3000-H7 | 2 | Sofar Solar | ME 8KTL-3PH | Sofar Solar | 2025-07-14
2022-09-09 | HBS4422 | Sofar Solar GTX3000-H8 (x2) w/ ME 8KTL-3PH inverter | 36 |  |  | Sofar Solar | GTX3000-H8 | 2 | Sofar Solar | ME 8KTL-3PH | Sofar Solar | 2025-07-14
2022-09-09 | HBS4423 | Sofar Solar GTX3000-H9 (x2) w/ ME 8KTL-3PH inverter | 40.5 |  |  | Sofar Solar | GTX3000-H9 | 2 | Sofar Solar | ME 8KTL-3PH | Sofar Solar | 2025-07-14
2022-09-09 | HBS4424 | Sofar Solar GTX3000-H10 (x2) w/ ME 8KTL-3PH inverter | 45 |  |  | Sofar Solar | GTX3000-H10 | 2 | Sofar Solar | ME 8KTL-3PH | Sofar Solar | 2025-07-14
2022-09-09 | HBS4425 | Sofar Solar GTX3000-H4 (x2) w/ ME 10KTL-3PH inverter | 18 |  |  | Sofar Solar | GTX3000-H4 | 2 | Sofar Solar | ME 10KTL-3PH | Sofar Solar | 2025-07-14
2022-09-09 | HBS4426 | Sofar Solar GTX3000-H5 (x2) w/ ME 10KTL-3PH inverter | 22.5 |  |  | Sofar Solar | GTX3000-H5 | 2 | Sofar Solar | ME 10KTL-3PH | Sofar Solar | 2025-07-14
2022-09-09 | HBS4427 | Sofar Solar GTX3000-H6 (x2) w/ ME 10KTL-3PH inverter | 27 |  |  | Sofar Solar | GTX3000-H6 | 2 | Sofar Solar | ME 10KTL-3PH | Sofar Solar | 2025-07-14
2022-09-09 | HBS4428 | Sofar Solar GTX3000-H7 (x2) w/ ME 10KTL-3PH inverter | 31.5 |  |  | Sofar Solar | GTX3000-H7 | 2 | Sofar Solar | ME 10KTL-3PH | Sofar Solar | 2025-07-14
2022-09-09 | HBS4429 | Sofar Solar GTX3000-H8 (x2) w/ ME 10KTL-3PH inverter | 36 |  |  | Sofar Solar | GTX3000-H8 | 2 | Sofar Solar | ME 10KTL-3PH | Sofar Solar | 2025-07-14
2022-09-09 | HBS4430 | Sofar Solar GTX3000-H9 (x2) w/ ME 10KTL-3PH inverter | 40.5 |  |  | Sofar Solar | GTX3000-H9 | 2 | Sofar Solar | ME 10KTL-3PH | Sofar Solar | 2025-07-14
2022-09-09 | HBS4431 | Sofar Solar GTX3000-H10 (x2) w/ ME 10KTL-3PH inverter | 45 |  |  | Sofar Solar | GTX3000-H10 | 2 | Sofar Solar | ME 10KTL-3PH | Sofar Solar | 2025-07-14
2022-09-09 | HBS4432 | Sofar Solar GTX3000-H4 (x2) w/ ME 15KTL-3PH inverter | 18 |  |  | Sofar Solar | GTX3000-H4 | 2 | Sofar Solar | ME 15KTL-3PH | Sofar Solar | 2025-07-14
2022-09-09 | HBS4433 | Sofar Solar GTX3000-H5 (x2) w/ ME 15KTL-3PH inverter | 22.5 |  |  | Sofar Solar | GTX3000-H5 | 2 | Sofar Solar | ME 15KTL-3PH | Sofar Solar | 2025-07-14
2022-09-09 | HBS4434 | Sofar Solar GTX3000-H6 (x2) w/ ME 15KTL-3PH inverter | 27 |  |  | Sofar Solar | GTX3000-H6 | 2 | Sofar Solar | ME 15KTL-3PH | Sofar Solar | 2025-07-14
2022-09-09 | HBS4435 | Sofar Solar GTX3000-H7 (x2) w/ ME 15KTL-3PH inverter | 31.5 |  |  | Sofar Solar | GTX3000-H7 | 2 | Sofar Solar | ME 15KTL-3PH | Sofar Solar | 2025-07-14
2022-09-09 | HBS4436 | Sofar Solar GTX3000-H8 (x2) w/ ME 15KTL-3PH inverter | 36 |  |  | Sofar Solar | GTX3000-H8 | 2 | Sofar Solar | ME 15KTL-3PH | Sofar Solar | 2025-07-14
2022-09-09 | HBS4437 | Sofar Solar GTX3000-H9 (x2) w/ ME 15KTL-3PH inverter | 40.5 |  |  | Sofar Solar | GTX3000-H9 | 2 | Sofar Solar | ME 15KTL-3PH | Sofar Solar | 2025-07-14
2022-09-09 | HBS4438 | Sofar Solar GTX3000-H10 (x2) w/ ME 15KTL-3PH inverter | 45 |  |  | Sofar Solar | GTX3000-H10 | 2 | Sofar Solar | ME 15KTL-3PH | Sofar Solar | 2025-07-14
2022-09-09 | HBS4439 | Sofar Solar GTX3000-H4 (x2) w/ ME 20KTL-3PH inverter | 18 |  |  | Sofar Solar | GTX3000-H4 | 2 | Sofar Solar | ME 20KTL-3PH | Sofar Solar | 2025-07-14
2022-09-09 | HBS4440 | Sofar Solar GTX3000-H5 (x2) w/ ME 20KTL-3PH inverter | 22.5 |  |  | Sofar Solar | GTX3000-H5 | 2 | Sofar Solar | ME 20KTL-3PH | Sofar Solar | 2025-07-14
2022-09-09 | HBS4441 | Sofar Solar GTX3000-H6 (x2) w/ ME 20KTL-3PH inverter | 27 |  |  | Sofar Solar | GTX3000-H6 | 2 | Sofar Solar | ME 20KTL-3PH | Sofar Solar | 2025-07-14
2022-09-09 | HBS4442 | Sofar Solar GTX3000-H7 (x2) w/ ME 20KTL-3PH inverter | 31.5 |  |  | Sofar Solar | GTX3000-H7 | 2 | Sofar Solar | ME 20KTL-3PH | Sofar Solar | 2025-07-14
2022-09-09 | HBS4443 | Sofar Solar GTX3000-H8 (x2) w/ ME 20KTL-3PH inverter | 36 |  |  | Sofar Solar | GTX3000-H8 | 2 | Sofar Solar | ME 20KTL-3PH | Sofar Solar | 2025-07-14
2022-09-09 | HBS4444 | Sofar Solar GTX3000-H9 (x2) w/ ME 20KTL-3PH inverter | 40.5 |  |  | Sofar Solar | GTX3000-H9 | 2 | Sofar Solar | ME 20KTL-3PH | Sofar Solar | 2025-07-14
2022-09-09 | HBS4445 | Sofar Solar GTX3000-H10 (x2) w/ ME 20KTL-3PH inverter | 45 |  |  | Sofar Solar | GTX3000-H10 | 2 | Sofar Solar | ME 20KTL-3PH | Sofar Solar | 2025-07-14
2022-09-09 | HBS4446 | Sofar Solar GTX3000-H4 (x3) w/ ME 5KTL-3PH inverter | 27 |  |  | Sofar Solar | GTX3000-H4 | 3 | Sofar Solar | ME 5KTL-3PH | Sofar Solar | 2025-07-14
2022-09-09 | HBS4447 | Sofar Solar GTX3000-H5 (x3) w/ ME 5KTL-3PH inverter | 33.75 |  |  | Sofar Solar | GTX3000-H5 | 3 | Sofar Solar | ME 5KTL-3PH | Sofar Solar | 2025-07-14
2022-09-09 | HBS4448 | Sofar Solar GTX3000-H6 (x3) w/ ME 5KTL-3PH inverter | 40.5 |  |  | Sofar Solar | GTX3000-H6 | 3 | Sofar Solar | ME 5KTL-3PH | Sofar Solar | 2025-07-14
2022-09-09 | HBS4449 | Sofar Solar GTX3000-H7 (x3) w/ ME 5KTL-3PH inverter | 47.25 |  |  | Sofar Solar | GTX3000-H7 | 3 | Sofar Solar | ME 5KTL-3PH | Sofar Solar | 2025-07-14
2022-09-09 | HBS4450 | Sofar Solar GTX3000-H8 (x3) w/ ME 5KTL-3PH inverter | 54 |  |  | Sofar Solar | GTX3000-H8 | 3 | Sofar Solar | ME 5KTL-3PH | Sofar Solar | 2025-07-14
2022-09-09 | HBS4451 | Sofar Solar GTX3000-H9 (x3) w/ ME 5KTL-3PH inverter | 60.75 |  |  | Sofar Solar | GTX3000-H9 | 3 | Sofar Solar | ME 5KTL-3PH | Sofar Solar | 2025-07-14
2022-09-09 | HBS4452 | Sofar Solar GTX3000-H10 (x3) w/ ME 5KTL-3PH inverter | 67.5 |  |  | Sofar Solar | GTX3000-H10 | 3 | Sofar Solar | ME 5KTL-3PH | Sofar Solar | 2025-07-14
2022-09-09 | HBS4453 | Sofar Solar GTX3000-H4 (x3) w/ ME 6KTL-3PH inverter | 27 |  |  | Sofar Solar | GTX3000-H4 | 3 | Sofar Solar | ME 6KTL-3PH | Sofar Solar | 2025-07-14
2022-09-09 | HBS4454 | Sofar Solar GTX3000-H5 (x3) w/ ME 6KTL-3PH inverter | 33.75 |  |  | Sofar Solar | GTX3000-H5 | 3 | Sofar Solar | ME 6KTL-3PH | Sofar Solar | 2025-07-14
2022-09-09 | HBS4455 | Sofar Solar GTX3000-H6 (x3) w/ ME 6KTL-3PH inverter | 40.5 |  |  | Sofar Solar | GTX3000-H6 | 3 | Sofar Solar | ME 6KTL-3PH | Sofar Solar | 2025-07-14
2022-09-09 | HBS4456 | Sofar Solar GTX3000-H7 (x3) w/ ME 6KTL-3PH inverter | 47.25 |  |  | Sofar Solar | GTX3000-H7 | 3 | Sofar Solar | ME 6KTL-3PH | Sofar Solar | 2025-07-14
2022-09-09 | HBS4457 | Sofar Solar GTX3000-H8 (x3) w/ ME 6KTL-3PH inverter | 54 |  |  | Sofar Solar | GTX3000-H8 | 3 | Sofar Solar | ME 6KTL-3PH | Sofar Solar | 2025-07-14
2022-09-09 | HBS4458 | Sofar Solar GTX3000-H9 (x3) w/ ME 6KTL-3PH inverter | 60.75 |  |  | Sofar Solar | GTX3000-H9 | 3 | Sofar Solar | ME 6KTL-3PH | Sofar Solar | 2025-07-14
2022-09-09 | HBS4459 | Sofar Solar GTX3000-H10 (x3) w/ ME 6KTL-3PH inverter | 67.5 |  |  | Sofar Solar | GTX3000-H10 | 3 | Sofar Solar | ME 6KTL-3PH | Sofar Solar | 2025-07-14
2022-09-09 | HBS4460 | Sofar Solar GTX3000-H4 (x3) w/ ME 8KTL-3PH inverter | 27 |  |  | Sofar Solar | GTX3000-H4 | 3 | Sofar Solar | ME 8KTL-3PH | Sofar Solar | 2025-07-14
2022-09-09 | HBS4461 | Sofar Solar GTX3000-H5 (x3) w/ ME 8KTL-3PH inverter | 33.75 |  |  | Sofar Solar | GTX3000-H5 | 3 | Sofar Solar | ME 8KTL-3PH | Sofar Solar | 2025-07-14
2022-09-09 | HBS4462 | Sofar Solar GTX3000-H6 (x3) w/ ME 8KTL-3PH inverter | 40.5 |  |  | Sofar Solar | GTX3000-H6 | 3 | Sofar Solar | ME 8KTL-3PH | Sofar Solar | 2025-07-14
2022-09-09 | HBS4463 | Sofar Solar GTX3000-H7 (x3) w/ ME 8KTL-3PH inverter | 47.25 |  |  | Sofar Solar | GTX3000-H7 | 3 | Sofar Solar | ME 8KTL-3PH | Sofar Solar | 2025-07-14
2022-09-09 | HBS4464 | Sofar Solar GTX3000-H8 (x3) w/ ME 8KTL-3PH inverter | 54 |  |  | Sofar Solar | GTX3000-H8 | 3 | Sofar Solar | ME 8KTL-3PH | Sofar Solar | 2025-07-14
2022-09-09 | HBS4465 | Sofar Solar GTX3000-H9 (x3) w/ ME 8KTL-3PH inverter | 60.75 |  |  | Sofar Solar | GTX3000-H9 | 3 | Sofar Solar | ME 8KTL-3PH | Sofar Solar | 2025-07-14
2022-09-09 | HBS4466 | Sofar Solar GTX3000-H10 (x3) w/ ME 8KTL-3PH inverter | 67.5 |  |  | Sofar Solar | GTX3000-H10 | 3 | Sofar Solar | ME 8KTL-3PH | Sofar Solar | 2025-07-14
2022-09-09 | HBS4467 | Sofar Solar GTX3000-H4 (x3) w/ ME 10KTL-3PH inverter | 27 |  |  | Sofar Solar | GTX3000-H4 | 3 | Sofar Solar | ME 10KTL-3PH | Sofar Solar | 2025-07-14
2022-09-09 | HBS4468 | Sofar Solar GTX3000-H5 (x3) w/ ME 10KTL-3PH inverter | 33.75 |  |  | Sofar Solar | GTX3000-H5 | 3 | Sofar Solar | ME 10KTL-3PH | Sofar Solar | 2025-07-14
2022-09-09 | HBS4469 | Sofar Solar GTX3000-H6 (x3) w/ ME 10KTL-3PH inverter | 40.5 |  |  | Sofar Solar | GTX3000-H6 | 3 | Sofar Solar | ME 10KTL-3PH | Sofar Solar | 2025-07-14
2022-09-09 | HBS4470 | Sofar Solar GTX3000-H7 (x3) w/ ME 10KTL-3PH inverter | 47.25 |  |  | Sofar Solar | GTX3000-H7 | 3 | Sofar Solar | ME 10KTL-3PH | Sofar Solar | 2025-07-14
2022-09-09 | HBS4471 | Sofar Solar GTX3000-H8 (x3) w/ ME 10KTL-3PH inverter | 54 |  |  | Sofar Solar | GTX3000-H8 | 3 | Sofar Solar | ME 10KTL-3PH | Sofar Solar | 2025-07-14
2022-09-09 | HBS4472 | Sofar Solar GTX3000-H9 (x3) w/ ME 10KTL-3PH inverter | 60.75 |  |  | Sofar Solar | GTX3000-H9 | 3 | Sofar Solar | ME 10KTL-3PH | Sofar Solar | 2025-07-14
2022-09-09 | HBS4473 | Sofar Solar GTX3000-H10 (x3) w/ ME 10KTL-3PH inverter | 67.5 |  |  | Sofar Solar | GTX3000-H10 | 3 | Sofar Solar | ME 10KTL-3PH | Sofar Solar | 2025-07-14
2022-09-09 | HBS4474 | Sofar Solar GTX3000-H4 (x3) w/ ME 15KTL-3PH inverter | 27 |  |  | Sofar Solar | GTX3000-H4 | 3 | Sofar Solar | ME 15KTL-3PH | Sofar Solar | 2025-07-14
2022-09-09 | HBS4475 | Sofar Solar GTX3000-H5 (x3) w/ ME 15KTL-3PH inverter | 33.75 |  |  | Sofar Solar | GTX3000-H5 | 3 | Sofar Solar | ME 15KTL-3PH | Sofar Solar | 2025-07-14
2022-09-09 | HBS4476 | Sofar Solar GTX3000-H6 (x3) w/ ME 15KTL-3PH inverter | 40.5 |  |  | Sofar Solar | GTX3000-H6 | 3 | Sofar Solar | ME 15KTL-3PH | Sofar Solar | 2025-07-14
2022-09-09 | HBS4477 | Sofar Solar GTX3000-H7 (x3) w/ ME 15KTL-3PH inverter | 47.25 |  |  | Sofar Solar | GTX3000-H7 | 3 | Sofar Solar | ME 15KTL-3PH | Sofar Solar | 2025-07-14
2022-09-09 | HBS4478 | Sofar Solar GTX3000-H8 (x3) w/ ME 15KTL-3PH inverter | 54 |  |  | Sofar Solar | GTX3000-H8 | 3 | Sofar Solar | ME 15KTL-3PH | Sofar Solar | 2025-07-14
2022-09-09 | HBS4479 | Sofar Solar GTX3000-H9 (x3) w/ ME 15KTL-3PH inverter | 60.75 |  |  | Sofar Solar | GTX3000-H9 | 3 | Sofar Solar | ME 15KTL-3PH | Sofar Solar | 2025-07-14
2022-09-09 | HBS4480 | Sofar Solar GTX3000-H10 (x3) w/ ME 15KTL-3PH inverter | 67.5 |  |  | Sofar Solar | GTX3000-H10 | 3 | Sofar Solar | ME 15KTL-3PH | Sofar Solar | 2025-07-14
2022-09-09 | HBS4481 | Sofar Solar GTX3000-H4 (x3) w/ ME 20KTL-3PH inverter | 27 |  |  | Sofar Solar | GTX3000-H4 | 3 | Sofar Solar | ME 20KTL-3PH | Sofar Solar | 2025-07-14
2022-09-09 | HBS4482 | Sofar Solar GTX3000-H5 (x3) w/ ME 20KTL-3PH inverter | 33.75 |  |  | Sofar Solar | GTX3000-H5 | 3 | Sofar Solar | ME 20KTL-3PH | Sofar Solar | 2025-07-14
2022-09-09 | HBS4483 | Sofar Solar GTX3000-H6 (x3) w/ ME 20KTL-3PH inverter | 40.5 |  |  | Sofar Solar | GTX3000-H6 | 3 | Sofar Solar | ME 20KTL-3PH | Sofar Solar | 2025-07-14
2022-09-09 | HBS4484 | Sofar Solar GTX3000-H7 (x3) w/ ME 20KTL-3PH inverter | 47.25 |  |  | Sofar Solar | GTX3000-H7 | 3 | Sofar Solar | ME 20KTL-3PH | Sofar Solar | 2025-07-14
2022-09-09 | HBS4485 | Sofar Solar GTX3000-H8 (x3) w/ ME 20KTL-3PH inverter | 54 |  |  | Sofar Solar | GTX3000-H8 | 3 | Sofar Solar | ME 20KTL-3PH | Sofar Solar | 2025-07-14
2022-09-09 | HBS4486 | Sofar Solar GTX3000-H9 (x3) w/ ME 20KTL-3PH inverter | 60.75 |  |  | Sofar Solar | GTX3000-H9 | 3 | Sofar Solar | ME 20KTL-3PH | Sofar Solar | 2025-07-14
2022-09-09 | HBS4487 | Sofar Solar GTX3000-H10 (x3) w/ ME 20KTL-3PH inverter | 67.5 |  |  | Sofar Solar | GTX3000-H10 | 3 | Sofar Solar | ME 20KTL-3PH | Sofar Solar | 2025-07-14
2022-09-09 | HBS4488 | Sofar Solar GTX3000-H4 (x4) w/ ME 5KTL-3PH inverter | 36 |  |  | Sofar Solar | GTX3000-H4 | 4 | Sofar Solar | ME 5KTL-3PH | Sofar Solar | 2025-07-14
2022-09-09 | HBS4489 | Sofar Solar GTX3000-H5 (x4) w/ ME 5KTL-3PH inverter | 45 |  |  | Sofar Solar | GTX3000-H5 | 4 | Sofar Solar | ME 5KTL-3PH | Sofar Solar | 2025-07-14
2022-09-09 | HBS4490 | Sofar Solar GTX3000-H6 (x4) w/ ME 5KTL-3PH inverter | 54 |  |  | Sofar Solar | GTX3000-H6 | 4 | Sofar Solar | ME 5KTL-3PH | Sofar Solar | 2025-07-14
2022-09-09 | HBS4491 | Sofar Solar GTX3000-H7 (x4) w/ ME 5KTL-3PH inverter | 63 |  |  | Sofar Solar | GTX3000-H7 | 4 | Sofar Solar | ME 5KTL-3PH | Sofar Solar | 2025-07-14
2022-09-09 | HBS4492 | Sofar Solar GTX3000-H8 (x4) w/ ME 5KTL-3PH inverter | 72 |  |  | Sofar Solar | GTX3000-H8 | 4 | Sofar Solar | ME 5KTL-3PH | Sofar Solar | 2025-07-14
2022-09-09 | HBS4493 | Sofar Solar GTX3000-H9 (x4) w/ ME 5KTL-3PH inverter | 81 |  |  | Sofar Solar | GTX3000-H9 | 4 | Sofar Solar | ME 5KTL-3PH | Sofar Solar | 2025-07-14
2022-09-09 | HBS4494 | Sofar Solar GTX3000-H10 (x4) w/ ME 5KTL-3PH inverter | 90 |  |  | Sofar Solar | GTX3000-H10 | 4 | Sofar Solar | ME 5KTL-3PH | Sofar Solar | 2025-07-14
2022-09-09 | HBS4495 | Sofar Solar GTX3000-H4 (x4) w/ ME 6KTL-3PH inverter | 36 |  |  | Sofar Solar | GTX3000-H4 | 4 | Sofar Solar | ME 6KTL-3PH | Sofar Solar | 2025-07-14
2022-09-09 | HBS4496 | Sofar Solar GTX3000-H5 (x4) w/ ME 6KTL-3PH inverter | 45 |  |  | Sofar Solar | GTX3000-H5 | 4 | Sofar Solar | ME 6KTL-3PH | Sofar Solar | 2025-07-14
2022-09-09 | HBS4497 | Sofar Solar GTX3000-H6 (x4) w/ ME 6KTL-3PH inverter | 54 |  |  | Sofar Solar | GTX3000-H6 | 4 | Sofar Solar | ME 6KTL-3PH | Sofar Solar | 2025-07-14
2022-09-09 | HBS4498 | Sofar Solar GTX3000-H7 (x4) w/ ME 6KTL-3PH inverter | 63 |  |  | Sofar Solar | GTX3000-H7 | 4 | Sofar Solar | ME 6KTL-3PH | Sofar Solar | 2025-07-14
2022-09-09 | HBS4499 | Sofar Solar GTX3000-H8 (x4) w/ ME 6KTL-3PH inverter | 72 |  |  | Sofar Solar | GTX3000-H8 | 4 | Sofar Solar | ME 6KTL-3PH | Sofar Solar | 2025-07-14
2022-09-09 | HBS4500 | Sofar Solar GTX3000-H9 (x4) w/ ME 6KTL-3PH inverter | 81 |  |  | Sofar Solar | GTX3000-H9 | 4 | Sofar Solar | ME 6KTL-3PH | Sofar Solar | 2025-07-14
2022-09-09 | HBS4501 | Sofar Solar GTX3000-H10 (x4) w/ ME 6KTL-3PH inverter | 90 |  |  | Sofar Solar | GTX3000-H10 | 4 | Sofar Solar | ME 6KTL-3PH | Sofar Solar | 2025-07-14
2022-09-09 | HBS4502 | Sofar Solar GTX3000-H4 (x4) w/ ME 8KTL-3PH inverter | 36 |  |  | Sofar Solar | GTX3000-H4 | 4 | Sofar Solar | ME 8KTL-3PH | Sofar Solar | 2025-07-14
2022-09-09 | HBS4503 | Sofar Solar GTX3000-H5 (x4) w/ ME 8KTL-3PH inverter | 45 |  |  | Sofar Solar | GTX3000-H5 | 4 | Sofar Solar | ME 8KTL-3PH | Sofar Solar | 2025-07-14
2022-09-09 | HBS4504 | Sofar Solar GTX3000-H6 (x4) w/ ME 8KTL-3PH inverter | 54 |  |  | Sofar Solar | GTX3000-H6 | 4 | Sofar Solar | ME 8KTL-3PH | Sofar Solar | 2025-07-14
2022-09-09 | HBS4505 | Sofar Solar GTX3000-H7 (x4) w/ ME 8KTL-3PH inverter | 63 |  |  | Sofar Solar | GTX3000-H7 | 4 | Sofar Solar | ME 8KTL-3PH | Sofar Solar | 2025-07-14
2022-09-09 | HBS4506 | Sofar Solar GTX3000-H8 (x4) w/ ME 8KTL-3PH inverter | 72 |  |  | Sofar Solar | GTX3000-H8 | 4 | Sofar Solar | ME 8KTL-3PH | Sofar Solar | 2025-07-14
2022-09-09 | HBS4507 | Sofar Solar GTX3000-H9 (x4) w/ ME 8KTL-3PH inverter | 81 |  |  | Sofar Solar | GTX3000-H9 | 4 | Sofar Solar | ME 8KTL-3PH | Sofar Solar | 2025-07-14
2022-09-09 | HBS4508 | Sofar Solar GTX3000-H10 (x4) w/ ME 8KTL-3PH inverter | 90 |  |  | Sofar Solar | GTX3000-H10 | 4 | Sofar Solar | ME 8KTL-3PH | Sofar Solar | 2025-07-14
2022-09-09 | HBS4509 | Sofar Solar GTX3000-H4 (x4) w/ ME 10KTL-3PH inverter | 36 |  |  | Sofar Solar | GTX3000-H4 | 4 | Sofar Solar | ME 10KTL-3PH | Sofar Solar | 2025-07-14
2022-09-09 | HBS4510 | Sofar Solar GTX3000-H5 (x4) w/ ME 10KTL-3PH inverter | 45 |  |  | Sofar Solar | GTX3000-H5 | 4 | Sofar Solar | ME 10KTL-3PH | Sofar Solar | 2025-07-14
2022-09-09 | HBS4511 | Sofar Solar GTX3000-H6 (x4) w/ ME 10KTL-3PH inverter | 54 |  |  | Sofar Solar | GTX3000-H6 | 4 | Sofar Solar | ME 10KTL-3PH | Sofar Solar | 2025-07-14
2022-09-09 | HBS4512 | Sofar Solar GTX3000-H7 (x4) w/ ME 10KTL-3PH inverter | 63 |  |  | Sofar Solar | GTX3000-H7 | 4 | Sofar Solar | ME 10KTL-3PH | Sofar Solar | 2025-07-14
2022-09-09 | HBS4513 | Sofar Solar GTX3000-H8 (x4) w/ ME 10KTL-3PH inverter | 72 |  |  | Sofar Solar | GTX3000-H8 | 4 | Sofar Solar | ME 10KTL-3PH | Sofar Solar | 2025-07-14
2022-09-09 | HBS4514 | Sofar Solar GTX3000-H9 (x4) w/ ME 10KTL-3PH inverter | 81 |  |  | Sofar Solar | GTX3000-H9 | 4 | Sofar Solar | ME 10KTL-3PH | Sofar Solar | 2025-07-14
2022-09-09 | HBS4515 | Sofar Solar GTX3000-H10 (x4) w/ ME 10KTL-3PH inverter | 90 |  |  | Sofar Solar | GTX3000-H10 | 4 | Sofar Solar | ME 10KTL-3PH | Sofar Solar | 2025-07-14
2022-09-09 | HBS4516 | Sofar Solar GTX3000-H4 (x4) w/ ME 15KTL-3PH inverter | 36 |  |  | Sofar Solar | GTX3000-H4 | 4 | Sofar Solar | ME 15KTL-3PH | Sofar Solar | 2025-07-14
2022-09-09 | HBS4517 | Sofar Solar GTX3000-H5 (x4) w/ ME 15KTL-3PH inverter | 45 |  |  | Sofar Solar | GTX3000-H5 | 4 | Sofar Solar | ME 15KTL-3PH | Sofar Solar | 2025-07-14
2022-09-09 | HBS4518 | Sofar Solar GTX3000-H6 (x4) w/ ME 15KTL-3PH inverter | 54 |  |  | Sofar Solar | GTX3000-H6 | 4 | Sofar Solar | ME 15KTL-3PH | Sofar Solar | 2025-07-14
2022-09-09 | HBS4519 | Sofar Solar GTX3000-H7 (x4) w/ ME 15KTL-3PH inverter | 63 |  |  | Sofar Solar | GTX3000-H7 | 4 | Sofar Solar | ME 15KTL-3PH | Sofar Solar | 2025-07-14
2022-09-09 | HBS4520 | Sofar Solar GTX3000-H8 (x4) w/ ME 15KTL-3PH inverter | 72 |  |  | Sofar Solar | GTX3000-H8 | 4 | Sofar Solar | ME 15KTL-3PH | Sofar Solar | 2025-07-14
2022-09-09 | HBS4521 | Sofar Solar GTX3000-H9 (x4) w/ ME 15KTL-3PH inverter | 81 |  |  | Sofar Solar | GTX3000-H9 | 4 | Sofar Solar | ME 15KTL-3PH | Sofar Solar | 2025-07-14
2022-09-09 | HBS4522 | Sofar Solar GTX3000-H10 (x4) w/ ME 15KTL-3PH inverter | 90 |  |  | Sofar Solar | GTX3000-H10 | 4 | Sofar Solar | ME 15KTL-3PH | Sofar Solar | 2025-07-14
2022-09-09 | HBS4523 | Sofar Solar GTX3000-H4 (x4) w/ ME 20KTL-3PH inverter | 36 |  |  | Sofar Solar | GTX3000-H4 | 4 | Sofar Solar | ME 20KTL-3PH | Sofar Solar | 2025-07-14
2022-09-09 | HBS4524 | Sofar Solar GTX3000-H5 (x4) w/ ME 20KTL-3PH inverter | 45 |  |  | Sofar Solar | GTX3000-H5 | 4 | Sofar Solar | ME 20KTL-3PH | Sofar Solar | 2025-07-14
2022-09-09 | HBS4525 | Sofar Solar GTX3000-H6 (x4) w/ ME 20KTL-3PH inverter | 54 |  |  | Sofar Solar | GTX3000-H6 | 4 | Sofar Solar | ME 20KTL-3PH | Sofar Solar | 2025-07-14
2022-09-09 | HBS4526 | Sofar Solar GTX3000-H7 (x4) w/ ME 20KTL-3PH inverter | 63 |  |  | Sofar Solar | GTX3000-H7 | 4 | Sofar Solar | ME 20KTL-3PH | Sofar Solar | 2025-07-14
2022-09-09 | HBS4527 | Sofar Solar GTX3000-H8 (x4) w/ ME 20KTL-3PH inverter | 72 |  |  | Sofar Solar | GTX3000-H8 | 4 | Sofar Solar | ME 20KTL-3PH | Sofar Solar | 2025-07-14
2022-09-09 | HBS4528 | Sofar Solar GTX3000-H9 (x4) w/ ME 20KTL-3PH inverter | 81 |  |  | Sofar Solar | GTX3000-H9 | 4 | Sofar Solar | ME 20KTL-3PH | Sofar Solar | 2025-07-14
2022-09-09 | HBS4529 | Sofar Solar GTX3000-H10 (x4) w/ ME 20KTL-3PH inverter | 90 |  |  | Sofar Solar | GTX3000-H10 | 4 | Sofar Solar | ME 20KTL-3PH | Sofar Solar | 2025-07-14
2022-09-16 | HBS4585 | ECACTUS WH-SPHA3.6H-10.24kWh | 9.22 | Jiangsu Weiheng Intelligent Technology Co Ltd | WH-SPHA3.6H-10.24kWh |  |  | 1 |  |  | ECACTUS | 2025-04-11
2022-09-16 | HBS4587 | ECACTUS WH-SPHA5.0H-10.24kWh | 9.22 | Jiangsu Weiheng Intelligent Technology Co Ltd | WH-SPHA5.0H-10.24kWh |  |  | 1 |  |  | ECACTUS | 2025-04-11
2022-09-16 | HBS4589 | ECACTUS WH-SPHA6.0H-10.24kWh | 9.22 | Jiangsu Weiheng Intelligent Technology Co Ltd | WH-SPHA6.0H-10.24kWh |  |  | 1 |  |  | ECACTUS | 2025-04-11
2022-09-23 | HBS4591 | SolaX T-BAT H 11.5 w/ X1-Hybrid-3.0-D inverter, Reposit V4 Controller | 11.5 |  |  | SolaX | T-BAT H 11.5 | 1 | SolaX | X1-Hybrid-3.0-D | SolaX | 2025-08-17
2022-09-23 | HBS4592 | SolaX T-BAT H 17.3 w/ X1-Hybrid-3.0-D inverter, Reposit V4 Controller | 17.3 |  |  | SolaX | T-BAT H 17.3 | 1 | SolaX | X1-Hybrid-3.0-D | SolaX | 2025-08-17
2022-09-23 | HBS4594 | SolaX T-BAT H 11.5 w/ X1-Hybrid-3.7-D inverter, Reposit V4 Controller | 11.5 |  |  | SolaX | T-BAT H 11.5 | 1 | SolaX | X1-Hybrid-3.7-D | SolaX | 2025-08-17
2022-09-23 | HBS4595 | SolaX T-BAT H 17.3 w/ X1-Hybrid-3.7-D inverter, Reposit V4 Controller | 17.3 |  |  | SolaX | T-BAT H 17.3 | 1 | SolaX | X1-Hybrid-3.7-D | SolaX | 2025-08-17
2022-09-23 | HBS4597 | SolaX T-BAT H 11.5 w/ X1-Hybrid-5.0-D inverter, Reposit V4 Controller | 11.5 |  |  | SolaX | T-BAT H 11.5 | 1 | SolaX | X1-Hybrid-5.0-D | SolaX | 2025-08-17
2022-09-23 | HBS4598 | SolaX T-BAT H 17.3 w/ X1-Hybrid-5.0-D inverter, Reposit V4 Controller | 17.3 |  |  | SolaX | T-BAT H 17.3 | 1 | SolaX | X1-Hybrid-5.0-D | SolaX | 2025-08-17
2022-09-23 | HBS4600 | SolaX T-BAT H 11.5 w/ X1-Hybrid-6.0-D inverter, Reposit V4 Controller | 11.5 |  |  | SolaX | T-BAT H 11.5 | 1 | SolaX | X1-Hybrid-6.0-D | SolaX | 2025-08-17
2022-09-23 | HBS4601 | SolaX T-BAT H 17.3 w/ X1-Hybrid-6.0-D inverter, Reposit V4 Controller | 17.3 |  |  | SolaX | T-BAT H 17.3 | 1 | SolaX | X1-Hybrid-6.0-D | SolaX | 2025-08-17
2022-09-23 | HBS4603 | SolaX T-BAT H 11.5 w/ X1-Hybrid-7.5-D inverter, Reposit V4 Controller | 11.5 |  |  | SolaX | T-BAT H 11.5 | 1 | SolaX | X1-Hybrid-7.5-D | SolaX | 2025-08-17
2022-09-23 | HBS4604 | SolaX T-BAT H 17.3 w/ X1-Hybrid-7.5-D inverter, Reposit V4 Controller | 17.3 |  |  | SolaX | T-BAT H 17.3 | 1 | SolaX | X1-Hybrid-7.5-D | SolaX | 2025-08-17
2022-09-23 | HBS4606 | SolaX T-BAT H 11.5 w/ X1-Hybrid-3.0-M inverter, Reposit V4 Controller | 11.5 |  |  | SolaX | T-BAT H 11.5 | 1 | SolaX | X1-Hybrid-3.0-M | SolaX | 2025-08-17
2022-09-23 | HBS4607 | SolaX T-BAT H 17.3 w/ X1-Hybrid-3.0-M inverter, Reposit V4 Controller | 17.3 |  |  | SolaX | T-BAT H 17.3 | 1 | SolaX | X1-Hybrid-3.0-M | SolaX | 2025-08-17
2022-09-23 | HBS4609 | SolaX T-BAT H 11.5 w/ X1-Hybrid-3.7-M inverter, Reposit V4 Controller | 11.5 |  |  | SolaX | T-BAT H 11.5 | 1 | SolaX | X1-Hybrid-3.7-M | SolaX | 2025-08-17
2022-09-23 | HBS4610 | SolaX T-BAT H 17.3 w/ X1-Hybrid-3.7-M inverter, Reposit V4 Controller | 17.3 |  |  | SolaX | T-BAT H 17.3 | 1 | SolaX | X1-Hybrid-3.7-M | SolaX | 2025-08-17
2022-09-23 | HBS4612 | SolaX T-BAT H 11.5 w/ X1-Hybrid-5.0-M inverter, Reposit V4 Controller | 11.5 |  |  | SolaX | T-BAT H 11.5 | 1 | SolaX | X1-Hybrid-5.0-M | SolaX | 2025-08-17
2022-09-23 | HBS4613 | SolaX T-BAT H 17.3 w/ X1-Hybrid-5.0-M inverter, Reposit V4 Controller | 17.3 |  |  | SolaX | T-BAT H 17.3 | 1 | SolaX | X1-Hybrid-5.0-M | SolaX | 2025-08-17
2022-09-23 | HBS4615 | SolaX T-BAT H 11.5 w/ X1-Hybrid-6.0-M inverter, Reposit V4 Controller | 11.5 |  |  | SolaX | T-BAT H 11.5 | 1 | SolaX | X1-Hybrid-6.0-M | SolaX | 2025-08-17
2022-09-23 | HBS4616 | SolaX T-BAT H 17.3 w/ X1-Hybrid-6.0-M inverter, Reposit V4 Controller | 17.3 |  |  | SolaX | T-BAT H 17.3 | 1 | SolaX | X1-Hybrid-6.0-M | SolaX | 2025-08-17
2022-09-23 | HBS4618 | SolaX T-BAT H 11.5 w/ X1-Hybrid-7.5-M inverter, Reposit V4 Controller | 11.5 |  |  | SolaX | T-BAT H 11.5 | 1 | SolaX | X1-Hybrid-7.5-M | SolaX | 2025-08-17
2022-09-23 | HBS4619 | SolaX T-BAT H 17.3 w/ X1-Hybrid-7.5-M inverter, Reposit V4 Controller | 17.3 |  |  | SolaX | T-BAT H 17.3 | 1 | SolaX | X1-Hybrid-7.5-M | SolaX | 2025-08-17
2022-09-23 | HBS4620 | SolaX T-Bat H 11.5 w/ X3-Hybrid-5.0-D inverter, Reposit V4 Controller | 11.5 |  |  | SolaX | T-Bat H 11.5 | 1 | SolaX | X3-Hybrid-5.0-D | SolaX | 2025-04-05
2022-09-23 | HBS4621 | SolaX T-Bat H 17.3 w/ X3-Hybrid-5.0-D inverter, Reposit V4 Controller | 17.3 |  |  | SolaX | T-Bat H 17.3 | 1 | SolaX | X3-Hybrid-5.0-D | SolaX | 2025-04-05
2022-09-23 | HBS4622 | SolaX T-Bat H 23.0 w/ X3-Hybrid-5.0-D inverter, Reposit V4 Controller | 23 |  |  | SolaX | T-Bat H 23.0 | 1 | SolaX | X3-Hybrid-5.0-D | SolaX | 2025-04-05
2022-09-23 | HBS4623 | SolaX T-Bat H 11.5 w/ X3-Hybrid-6.0-D inverter, Reposit V4 Controller | 11.5 |  |  | SolaX | T-Bat H 11.5 | 1 | SolaX | X3-Hybrid-6.0-D | SolaX | 2025-04-05
2022-09-23 | HBS4624 | SolaX T-Bat H 17.3 w/ X3-Hybrid-6.0-D inverter, Reposit V4 Controller | 17.3 |  |  | SolaX | T-Bat H 17.3 | 1 | SolaX | X3-Hybrid-6.0-D | SolaX | 2025-04-05
2022-09-23 | HBS4625 | SolaX T-Bat H 23.0 w/ X3-Hybrid-6.0-D inverter, Reposit V4 Controller | 23 |  |  | SolaX | T-Bat H 23.0 | 1 | SolaX | X3-Hybrid-6.0-D | SolaX | 2025-04-05
2022-09-23 | HBS4626 | SolaX T-Bat H 11.5 w/ X3-Hybrid-8.0-D inverter, Reposit V4 Controller | 11.5 |  |  | SolaX | T-Bat H 11.5 | 1 | SolaX | X3-Hybrid-8.0-D | SolaX | 2025-04-05
2022-09-23 | HBS4627 | SolaX T-Bat H 17.3 w/ X3-Hybrid-8.0-D inverter, Reposit V4 Controller | 17.3 |  |  | SolaX | T-Bat H 17.3 | 1 | SolaX | X3-Hybrid-8.0-D | SolaX | 2025-04-05
2022-09-23 | HBS4628 | SolaX T-Bat H 23.0 w/ X3-Hybrid-8.0-D inverter, Reposit V4 Controller | 23 |  |  | SolaX | T-Bat H 23.0 | 1 | SolaX | X3-Hybrid-8.0-D | SolaX | 2025-04-05
2022-09-23 | HBS4629 | SolaX T-Bat H 11.5 w/ X3-Hybrid-10.0-D inverter, Reposit V4 Controller | 11.5 |  |  | SolaX | T-Bat H 11.5 | 1 | SolaX | X3-Hybrid-10.0-D | SolaX | 2025-04-05
2022-09-23 | HBS4630 | SolaX T-Bat H 17.3 w/ X3-Hybrid-10.0-D inverter, Reposit V4 Controller | 17.3 |  |  | SolaX | T-Bat H 17.3 | 1 | SolaX | X3-Hybrid-10.0-D | SolaX | 2025-04-05
2022-09-23 | HBS4631 | SolaX T-Bat H 23.0 w/ X3-Hybrid-10.0-D inverter, Reposit V4 Controller | 23 |  |  | SolaX | T-Bat H 23.0 | 1 | SolaX | X3-Hybrid-10.0-D | SolaX | 2025-04-05
2022-09-23 | HBS4632 | SolaX T-Bat H 11.5 w/ X3-Hybrid-12.0-D inverter, Reposit V4 Controller | 11.5 |  |  | SolaX | T-Bat H 11.5 | 1 | SolaX | X3-Hybrid-12.0-D | SolaX | 2025-04-05
2022-09-23 | HBS4633 | SolaX T-Bat H 17.3 w/ X3-Hybrid-12.0-D inverter, Reposit V4 Controller | 17.3 |  |  | SolaX | T-Bat H 17.3 | 1 | SolaX | X3-Hybrid-12.0-D | SolaX | 2025-04-05
2022-09-23 | HBS4634 | SolaX T-Bat H 23.0 w/ X3-Hybrid-12.0-D inverter, Reposit V4 Controller | 23 |  |  | SolaX | T-Bat H 23.0 | 1 | SolaX | X3-Hybrid-12.0-D | SolaX | 2025-04-05
2022-09-23 | HBS4635 | SolaX T-Bat H 11.5 w/ X3-Hybrid-15.0-D inverter, Reposit V4 Controller | 11.5 |  |  | SolaX | T-Bat H 11.5 | 1 | SolaX | X3-Hybrid-15.0-D | SolaX | 2025-04-05
2022-09-23 | HBS4636 | SolaX T-Bat H 17.3 w/ X3-Hybrid-15.0-D inverter, Reposit V4 Controller | 17.3 |  |  | SolaX | T-Bat H 17.3 | 1 | SolaX | X3-Hybrid-15.0-D | SolaX | 2025-04-05
2022-09-23 | HBS4637 | SolaX T-Bat H 23.0 w/ X3-Hybrid-15.0-D inverter, Reposit V4 Controller | 23 |  |  | SolaX | T-Bat H 23.0 | 1 | SolaX | X3-Hybrid-15.0-D | SolaX | 2025-04-05
2022-10-07 | HBS4638 | Alpha ESS SMILE-G3-BAT-10.1P w/ SMILE-G3-S5-INV inverter, DTSU666 'smart controller' | 9.6 |  |  | Alpha ESS | SMILE-G3-BAT-10.1P | 1 | Alpha ESS | SMILE-G3-S5-INV | Alpha ESS | 2025-07-21
2022-10-07 | HBS4639 | Alpha ESS SMILE-G3-BAT-10.1P II w/ SMILE-G3-S5-INV inverter, DTSU666 'smart controller' | 19.2 |  |  | Alpha ESS | SMILE-G3-BAT-10.1P II | 1 | Alpha ESS | SMILE-G3-S5-INV | Alpha ESS | 2025-07-21
2022-10-07 | HBS4640 | Alpha ESS SMILE-G3-BAT-10.1P III w/ SMILE-G3-S5-INV inverter, DTSU666 'smart controller' | 28.7 |  |  | Alpha ESS | SMILE-G3-BAT-10.1P III | 1 | Alpha ESS | SMILE-G3-S5-INV | Alpha ESS | 2025-07-21
2022-10-07 | HBS4641 | Alpha ESS SMILE-G3-BAT-10.1P IV w/ SMILE-G3-S5-INV inverter, DTSU666 'smart controller' | 38.3 |  |  | Alpha ESS | SMILE-G3-BAT-10.1P IV | 1 | Alpha ESS | SMILE-G3-S5-INV | Alpha ESS | 2025-07-21
2022-10-07 | HBS4642 | Alpha ESS SMILE-G3-BAT-10.1P V w/ SMILE-G3-S5-INV inverter, DTSU666 'smart controller' | 47.9 |  |  | Alpha ESS | SMILE-G3-BAT-10.1P V | 1 | Alpha ESS | SMILE-G3-S5-INV | Alpha ESS | 2025-07-21
2022-10-07 | HBS4643 | Alpha ESS SMILE-G3-BAT-10.1P VI w/ SMILE-G3-S5-INV inverter, DTSU666 'smart controller' | 57.5 |  |  | Alpha ESS | SMILE-G3-BAT-10.1P VI | 1 | Alpha ESS | SMILE-G3-S5-INV | Alpha ESS | 2025-07-21
2022-10-21 | HBS4644 | KOYOE KY-48V105AH (x5) w/ KY-EST06KH inverter, KY5000-A-01-00 'smart controller' | 22.5 |  |  | KOYOE | KY-48V105AH | 5 | KOYOE | KY-EST06KH | KOYOE | 2025-09-15
2022-10-21 | HBS4645 | KOYOE KY-48V105AH (x5) w/ KY-EST08KH inverter, KY5000-A-01-00 'smart controller' | 22.5 |  |  | KOYOE | KY-48V105AH | 5 | KOYOE | KY-EST08KH | KOYOE | 2025-09-15
2022-10-21 | HBS4646 | KOYOE KY-48V105AH (x5) w/ KY-EST10KH inverter, KY5000-A-01-00 'smart controller' | 22.5 |  |  | KOYOE | KY-48V105AH | 5 | KOYOE | KY-EST10KH | KOYOE | 2025-09-15
2022-10-21 | HBS4647 | KOYOE KY-48V105AH (x6) w/ KY-EST12KH inverter, KY5000-A-01-00 'smart controller' | 27 |  |  | KOYOE | KY-48V105AH | 6 | KOYOE | KY-EST12KH | KOYOE | 2025-09-15
2022-10-21 | HBS4648 | KOYOE KY-48V105AH (x6) w/ KY-EST15KH inverter, KY5000-A-01-00 'smart controller' | 27 |  |  | KOYOE | KY-48V105AH | 6 | KOYOE | KY-EST15KH | KOYOE | 2025-09-15
2022-10-21 | HBS4649 | KOYOE KY-48V105AH (x6) w/ KY-EST17KH inverter, KY5000-A-01-00 'smart controller' | 27 |  |  | KOYOE | KY-48V105AH | 6 | KOYOE | KY-EST17KH | KOYOE | 2025-09-15
2022-10-21 | HBS4650 | KOYOE KY-48V105AH (x6) w/ KY-EST20KH inverter, KY5000-A-01-00 'smart controller' | 27 |  |  | KOYOE | KY-48V105AH | 6 | KOYOE | KY-EST20KH | KOYOE | 2025-09-15
2022-12-02 | HBS4651 | GoodWe LX F6.6-H (x1) w/ GW3600-EH inverter | 6.55 |  |  | GoodWe | LX F6.6-H | 1 | GoodWe | GW3600-EH | GoodWe | 2025-06-08
2022-12-02 | HBS4652 | GoodWe LX F9.8-H (x1) w/ GW3600-EH inverter | 9.83 |  |  | GoodWe | LX F9.8-H | 1 | GoodWe | GW3600-EH | GoodWe | 2025-06-08
2022-12-02 | HBS4653 | GoodWe LX F13.1-H (x1) w/ GW3600-EH inverter | 13.1 |  |  | GoodWe | LX F13.1-H | 1 | GoodWe | GW3600-EH | GoodWe | 2025-06-08
2022-12-02 | HBS4654 | GoodWe LX F16.4-H (x1) w/ GW3600-EH inverter | 16.38 |  |  | GoodWe | LX F16.4-H | 1 | GoodWe | GW3600-EH | GoodWe | 2025-06-08
2022-12-02 | HBS4655 | GoodWe LX F6.6-H (x2) w/ GW3600-EH inverter | 13.1 |  |  | GoodWe | LX F6.6-H | 2 | GoodWe | GW3600-EH | GoodWe | 2025-06-08
2022-12-02 | HBS4656 | GoodWe LX F9.8-H (x2) w/ GW3600-EH inverter | 19.66 |  |  | GoodWe | LX F9.8-H | 2 | GoodWe | GW3600-EH | GoodWe | 2025-06-08
2022-12-02 | HBS4657 | GoodWe LX F13.1-H (x2) w/ GW3600-EH inverter | 26.2 |  |  | GoodWe | LX F13.1-H | 2 | GoodWe | GW3600-EH | GoodWe | 2025-06-08
2022-12-02 | HBS4658 | GoodWe LX F16.4-H (x2) w/ GW3600-EH inverter | 32.76 |  |  | GoodWe | LX F16.4-H | 2 | GoodWe | GW3600-EH | GoodWe | 2025-06-08
2022-12-02 | HBS4659 | GoodWe LX F6.6-H (x1) w/ GW5000-EH inverter | 6.55 |  |  | GoodWe | LX F6.6-H | 1 | GoodWe | GW5000-EH | GoodWe | 2025-06-08
2022-12-02 | HBS4660 | GoodWe LX F9.8-H (x1) w/ GW5000-EH inverter | 9.83 |  |  | GoodWe | LX F9.8-H | 1 | GoodWe | GW5000-EH | GoodWe | 2025-06-08
2022-12-02 | HBS4661 | GoodWe LX F13.1-H (x1) w/ GW5000-EH inverter | 13.1 |  |  | GoodWe | LX F13.1-H | 1 | GoodWe | GW5000-EH | GoodWe | 2025-06-08
2022-12-02 | HBS4662 | GoodWe LX F16.4-H (x1) w/ GW5000-EH inverter | 16.38 |  |  | GoodWe | LX F16.4-H | 1 | GoodWe | GW5000-EH | GoodWe | 2025-06-08
2022-12-02 | HBS4663 | GoodWe LX F6.6-H (x2) w/ GW5000-EH inverter | 13.1 |  |  | GoodWe | LX F6.6-H | 2 | GoodWe | GW5000-EH | GoodWe | 2025-06-08
2022-12-02 | HBS4664 | GoodWe LX F9.8-H (x2) w/ GW5000-EH inverter | 19.66 |  |  | GoodWe | LX F9.8-H | 2 | GoodWe | GW5000-EH | GoodWe | 2025-06-08
2022-12-02 | HBS4665 | GoodWe LX F13.1-H (x2) w/ GW5000-EH inverter | 26.2 |  |  | GoodWe | LX F13.1-H | 2 | GoodWe | GW5000-EH | GoodWe | 2025-06-08
2022-12-02 | HBS4666 | GoodWe LX F16.4-H (x2) w/ GW5000-EH inverter | 32.76 |  |  | GoodWe | LX F16.4-H | 2 | GoodWe | GW5000-EH | GoodWe | 2025-06-08
2022-12-02 | HBS4667 | GoodWe LX F6.6-H (x1) w/ GW6000-EH inverter | 6.55 |  |  | GoodWe | LX F6.6-H | 1 | GoodWe | GW6000-EH | GoodWe | 2025-06-08
2022-12-02 | HBS4668 | GoodWe LX F9.8-H (x1) w/ GW6000-EH inverter | 9.83 |  |  | GoodWe | LX F9.8-H | 1 | GoodWe | GW6000-EH | GoodWe | 2025-06-08
2022-12-02 | HBS4669 | GoodWe LX F13.1-H (x1) w/ GW6000-EH inverter | 13.1 |  |  | GoodWe | LX F13.1-H | 1 | GoodWe | GW6000-EH | GoodWe | 2025-06-08
2022-12-02 | HBS4670 | GoodWe LX F16.4-H (x1) w/ GW6000-EH inverter | 16.38 |  |  | GoodWe | LX F16.4-H | 1 | GoodWe | GW6000-EH | GoodWe | 2025-06-08
2022-12-02 | HBS4671 | GoodWe LX F6.6-H (x2) w/ GW6000-EH inverter | 13.1 |  |  | GoodWe | LX F6.6-H | 2 | GoodWe | GW6000-EH | GoodWe | 2025-06-08
2022-12-02 | HBS4672 | GoodWe LX F9.8-H (x2) w/ GW6000-EH inverter | 19.66 |  |  | GoodWe | LX F9.8-H | 2 | GoodWe | GW6000-EH | GoodWe | 2025-06-08
2022-12-02 | HBS4673 | GoodWe LX F13.1-H (x2) w/ GW6000-EH inverter | 26.2 |  |  | GoodWe | LX F13.1-H | 2 | GoodWe | GW6000-EH | GoodWe | 2025-06-08
2022-12-02 | HBS4674 | GoodWe LX F16.4-H (x2) w/ GW6000-EH inverter | 32.76 |  |  | GoodWe | LX F16.4-H | 2 | GoodWe | GW6000-EH | GoodWe | 2025-06-08
2022-12-02 | HBS4675 | GoodWe LX F6.6-H (x1) w/ GW5KL-ET inverter | 6.55 |  |  | GoodWe | LX F6.6-H | 1 | GoodWe | GW5KL-ET | GoodWe | 2025-06-09
2022-12-02 | HBS4676 | GoodWe LX F9.8-H (x1) w/ GW5KL-ET inverter | 9.83 |  |  | GoodWe | LX F9.8-H | 1 | GoodWe | GW5KL-ET | GoodWe | 2025-06-09
2022-12-02 | HBS4677 | GoodWe LX F13.1-H (x1) w/ GW5KL-ET inverter | 13.1 |  |  | GoodWe | LX F13.1-H | 1 | GoodWe | GW5KL-ET | GoodWe | 2025-06-09
2022-12-02 | HBS4678 | GoodWe LX F16.4-H (x1) w/ GW5KL-ET inverter | 16.38 |  |  | GoodWe | LX F16.4-H | 1 | GoodWe | GW5KL-ET | GoodWe | 2025-06-09
2022-12-02 | HBS4679 | GoodWe LX F6.6-H (x2) w/ GW5KL-ET inverter | 13.1 |  |  | GoodWe | LX F6.6-H | 2 | GoodWe | GW5KL-ET | GoodWe | 2025-06-09
2022-12-02 | HBS4680 | GoodWe LX F9.8-H (x2) w/ GW5KL-ET inverter | 19.66 |  |  | GoodWe | LX F9.8-H | 2 | GoodWe | GW5KL-ET | GoodWe | 2025-06-09
2022-12-02 | HBS4681 | GoodWe LX F13.1-H (x2) w/ GW5KL-ET inverter | 26.2 |  |  | GoodWe | LX F13.1-H | 2 | GoodWe | GW5KL-ET | GoodWe | 2025-06-09
2022-12-02 | HBS4682 | GoodWe LX F16.4-H (x2) w/ GW5KL-ET inverter | 32.76 |  |  | GoodWe | LX F16.4-H | 2 | GoodWe | GW5KL-ET | GoodWe | 2025-06-09
2022-12-02 | HBS4683 | GoodWe LX F6.6-H (x1) w/ GW6KL-ET inverter | 6.55 |  |  | GoodWe | LX F6.6-H | 1 | GoodWe | GW6KL-ET | GoodWe | 2025-06-09
2022-12-02 | HBS4684 | GoodWe LX F9.8-H (x1) w/ GW6KL-ET inverter | 9.83 |  |  | GoodWe | LX F9.8-H | 1 | GoodWe | GW6KL-ET | GoodWe | 2025-06-09
2022-12-02 | HBS4685 | GoodWe LX F13.1-H (x1) w/ GW6KL-ET inverter | 13.1 |  |  | GoodWe | LX F13.1-H | 1 | GoodWe | GW6KL-ET | GoodWe | 2025-06-09
2022-12-02 | HBS4686 | GoodWe LX F16.4-H (x1) w/ GW6KL-ET inverter | 16.38 |  |  | GoodWe | LX F16.4-H | 1 | GoodWe | GW6KL-ET | GoodWe | 2025-06-09
2022-12-02 | HBS4687 | GoodWe LX F6.6-H (x2) w/ GW6KL-ET inverter | 13.1 |  |  | GoodWe | LX F6.6-H | 2 | GoodWe | GW6KL-ET | GoodWe | 2025-06-09
2022-12-02 | HBS4688 | GoodWe LX F9.8-H (x2) w/ GW6KL-ET inverter | 19.66 |  |  | GoodWe | LX F9.8-H | 2 | GoodWe | GW6KL-ET | GoodWe | 2025-06-09
2022-12-02 | HBS4689 | GoodWe LX F13.1-H (x2) w/ GW6KL-ET inverter | 26.2 |  |  | GoodWe | LX F13.1-H | 2 | GoodWe | GW6KL-ET | GoodWe | 2025-06-09
2022-12-02 | HBS4690 | GoodWe LX F16.4-H (x2) w/ GW6KL-ET inverter | 32.76 |  |  | GoodWe | LX F16.4-H | 2 | GoodWe | GW6KL-ET | GoodWe | 2025-06-09
2022-12-02 | HBS4691 | GoodWe LX F6.6-H (x1) w/ GW8KL-ET inverter | 6.55 |  |  | GoodWe | LX F6.6-H | 1 | GoodWe | GW8KL-ET | GoodWe | 2025-06-09
2022-12-02 | HBS4692 | GoodWe LX F9.8-H (x1) w/ GW8KL-ET inverter | 9.83 |  |  | GoodWe | LX F9.8-H | 1 | GoodWe | GW8KL-ET | GoodWe | 2025-06-09
2022-12-02 | HBS4693 | GoodWe LX F13.1-H (x1) w/ GW8KL-ET inverter | 13.1 |  |  | GoodWe | LX F13.1-H | 1 | GoodWe | GW8KL-ET | GoodWe | 2025-06-09
2022-12-02 | HBS4694 | GoodWe LX F16.4-H (x1) w/ GW8KL-ET inverter | 16.38 |  |  | GoodWe | LX F16.4-H | 1 | GoodWe | GW8KL-ET | GoodWe | 2025-06-09
2022-12-02 | HBS4695 | GoodWe LX F6.6-H (x2) w/ GW8KL-ET inverter | 13.1 |  |  | GoodWe | LX F6.6-H | 2 | GoodWe | GW8KL-ET | GoodWe | 2025-06-09
2022-12-02 | HBS4696 | GoodWe LX F9.8-H (x2) w/ GW8KL-ET inverter | 19.66 |  |  | GoodWe | LX F9.8-H | 2 | GoodWe | GW8KL-ET | GoodWe | 2025-06-09
2022-12-02 | HBS4697 | GoodWe LX F13.1-H (x2) w/ GW8KL-ET inverter | 26.2 |  |  | GoodWe | LX F13.1-H | 2 | GoodWe | GW8KL-ET | GoodWe | 2025-06-09
2022-12-02 | HBS4698 | GoodWe LX F16.4-H (x2) w/ GW8KL-ET inverter | 32.76 |  |  | GoodWe | LX F16.4-H | 2 | GoodWe | GW8KL-ET | GoodWe | 2025-06-09
2022-12-02 | HBS4699 | GoodWe LX F6.6-H (x1) w/ GW10KL-ET inverter | 6.55 |  |  | GoodWe | LX F6.6-H | 1 | GoodWe | GW10KL-ET | GoodWe | 2025-06-09
2022-12-02 | HBS4700 | GoodWe LX F9.8-H (x1) w/ GW10KL-ET inverter | 9.83 |  |  | GoodWe | LX F9.8-H | 1 | GoodWe | GW10KL-ET | GoodWe | 2025-06-09
2022-12-02 | HBS4701 | GoodWe LX F13.1-H (x1) w/ GW10KL-ET inverter | 13.1 |  |  | GoodWe | LX F13.1-H | 1 | GoodWe | GW10KL-ET | GoodWe | 2025-06-09
2022-12-02 | HBS4702 | GoodWe LX F16.4-H (x1) w/ GW10KL-ET inverter | 16.38 |  |  | GoodWe | LX F16.4-H | 1 | GoodWe | GW10KL-ET | GoodWe | 2025-06-09
2022-12-02 | HBS4703 | GoodWe LX F6.6-H (x2) w/ GW10KL-ET inverter | 13.1 |  |  | GoodWe | LX F6.6-H | 2 | GoodWe | GW10KL-ET | GoodWe | 2025-06-09
2022-12-02 | HBS4704 | GoodWe LX F9.8-H (x2) w/ GW10KL-ET inverter | 19.66 |  |  | GoodWe | LX F9.8-H | 2 | GoodWe | GW10KL-ET | GoodWe | 2025-06-09
2022-12-02 | HBS4705 | GoodWe LX F13.1-H (x2) w/ GW10KL-ET inverter | 26.2 |  |  | GoodWe | LX F13.1-H | 2 | GoodWe | GW10KL-ET | GoodWe | 2025-06-09
2022-12-02 | HBS4706 | GoodWe LX F16.4-H (x2) w/ GW10KL-ET inverter | 32.76 |  |  | GoodWe | LX F16.4-H | 2 | GoodWe | GW10KL-ET | GoodWe | 2025-06-09
2022-12-02 | HBS4707 | GoodWe LX F6.6-H (x1) w/ GEH5.0-1U-10 inverter | 6.55 |  |  | GoodWe | LX F6.6-H | 1 | GoodWe | GEH5.0-1U-10 | GoodWe | 2025-05-04
2022-12-02 | HBS4708 | GoodWe LX F9.8-H (x1) w/ GEH5.0-1U-10 inverter | 9.83 |  |  | GoodWe | LX F9.8-H | 1 | GoodWe | GEH5.0-1U-10 | GoodWe | 2025-05-04
2022-12-02 | HBS4709 | GoodWe LX F13.1-H (x1) w/ GEH5.0-1U-10 inverter | 13.1 |  |  | GoodWe | LX F13.1-H | 1 | GoodWe | GEH5.0-1U-10 | GoodWe | 2025-05-04
2022-12-02 | HBS4710 | GoodWe LX F16.4-H (x1) w/ GEH5.0-1U-10 inverter | 16.38 |  |  | GoodWe | LX F16.4-H | 1 | GoodWe | GEH5.0-1U-10 | GoodWe | 2025-05-04
2022-12-02 | HBS4711 | GoodWe LX F6.6-H (x2) w/ GEH5.0-1U-10 inverter | 13.1 |  |  | GoodWe | LX F6.6-H | 2 | GoodWe | GEH5.0-1U-10 | GoodWe | 2025-05-04
2022-12-02 | HBS4712 | GoodWe LX F9.8-H (x2) w/ GEH5.0-1U-10 inverter | 19.66 |  |  | GoodWe | LX F9.8-H | 2 | GoodWe | GEH5.0-1U-10 | GoodWe | 2025-05-04
2022-12-02 | HBS4713 | GoodWe LX F13.1-H (x2) w/ GEH5.0-1U-10 inverter | 26.2 |  |  | GoodWe | LX F13.1-H | 2 | GoodWe | GEH5.0-1U-10 | GoodWe | 2025-05-04
2022-12-02 | HBS4714 | GoodWe LX F16.4-H (x2) w/ GEH5.0-1U-10 inverter | 32.76 |  |  | GoodWe | LX F16.4-H | 2 | GoodWe | GEH5.0-1U-10 | GoodWe | 2025-05-04
2022-12-02 | HBS4715 | GoodWe LX F6.6-H (x1) w/ GEH8.6-1U-10 inverter | 6.55 |  |  | GoodWe | LX F6.6-H | 1 | GoodWe | GEH8.6-1U-10 | GoodWe | 2025-05-04
2022-12-02 | HBS4716 | GoodWe LX F9.8-H (x1) w/ GEH8.6-1U-10 inverter | 9.83 |  |  | GoodWe | LX F9.8-H | 1 | GoodWe | GEH8.6-1U-10 | GoodWe | 2025-05-04
2022-12-02 | HBS4717 | GoodWe LX F13.1-H (x1) w/ GEH8.6-1U-10 inverter | 13.1 |  |  | GoodWe | LX F13.1-H | 1 | GoodWe | GEH8.6-1U-10 | GoodWe | 2025-05-04
2022-12-02 | HBS4718 | GoodWe LX F16.4-H (x1) w/ GEH8.6-1U-10 inverter | 16.38 |  |  | GoodWe | LX F16.4-H | 1 | GoodWe | GEH8.6-1U-10 | GoodWe | 2025-05-04
2022-12-02 | HBS4719 | GoodWe LX F6.6-H (x2) w/ GEH8.6-1U-10 inverter | 13.1 |  |  | GoodWe | LX F6.6-H | 2 | GoodWe | GEH8.6-1U-10 | GoodWe | 2025-05-04
2022-12-02 | HBS4720 | GoodWe LX F9.8-H (x2) w/ GEH8.6-1U-10 inverter | 19.66 |  |  | GoodWe | LX F9.8-H | 2 | GoodWe | GEH8.6-1U-10 | GoodWe | 2025-05-04
2022-12-02 | HBS4721 | GoodWe LX F13.1-H (x2) w/ GEH8.6-1U-10 inverter | 26.2 |  |  | GoodWe | LX F13.1-H | 2 | GoodWe | GEH8.6-1U-10 | GoodWe | 2025-05-04
2022-12-02 | HBS4722 | GoodWe LX F16.4-H (x2) w/ GEH8.6-1U-10 inverter | 32.76 |  |  | GoodWe | LX F16.4-H | 2 | GoodWe | GEH8.6-1U-10 | GoodWe | 2025-05-04
2022-12-02 | HBS4723 | GoodWe LX F6.6-H (x1) w/ GEH10-1U-10 inverter | 6.55 |  |  | GoodWe | LX F6.6-H | 1 | GoodWe | GEH10-1U-10 | GoodWe | 2025-05-04
2022-12-02 | HBS4724 | GoodWe LX F9.8-H (x1) w/ GEH10-1U-10 inverter | 9.83 |  |  | GoodWe | LX F9.8-H | 1 | GoodWe | GEH10-1U-10 | GoodWe | 2025-05-04
2022-12-02 | HBS4725 | GoodWe LX F13.1-H (x1) w/ GEH10-1U-10 inverter | 13.1 |  |  | GoodWe | LX F13.1-H | 1 | GoodWe | GEH10-1U-10 | GoodWe | 2025-05-04
2022-12-02 | HBS4726 | GoodWe LX F16.4-H (x1) w/ GEH10-1U-10 inverter | 16.38 |  |  | GoodWe | LX F16.4-H | 1 | GoodWe | GEH10-1U-10 | GoodWe | 2025-05-04
2022-12-02 | HBS4727 | GoodWe LX F6.6-H (x2) w/ GEH10-1U-10 inverter | 13.1 |  |  | GoodWe | LX F6.6-H | 2 | GoodWe | GEH10-1U-10 | GoodWe | 2025-05-04
2022-12-02 | HBS4728 | GoodWe LX F9.8-H (x2) w/ GEH10-1U-10 inverter | 19.66 |  |  | GoodWe | LX F9.8-H | 2 | GoodWe | GEH10-1U-10 | GoodWe | 2025-05-04
2022-12-02 | HBS4729 | GoodWe LX F13.1-H (x2) w/ GEH10-1U-10 inverter | 26.2 |  |  | GoodWe | LX F13.1-H | 2 | GoodWe | GEH10-1U-10 | GoodWe | 2025-05-04
2022-12-02 | HBS4730 | GoodWe LX F16.4-H (x2) w/ GEH10-1U-10 inverter | 32.76 |  |  | GoodWe | LX F16.4-H | 2 | GoodWe | GEH10-1U-10 | GoodWe | 2025-05-04
2023-01-10 | HBS4733 | LG Energy Solution RESU12 w/ S5-EH-1P-6K-L inverter | 11.7 |  |  | LG Energy Solution | RESU12 | 1 | solis | S5-EH-1P-6K-L | LG Energy Solution | 2025-06-23
2023-01-10 | HBS4737 | LG Energy Solution RESU12 w/ S5-EH-1P-5K-L inverter | 11.7 |  |  | LG Energy Solution | RESU12 | 1 | solis | S5-EH-1P-5K-L | LG Energy Solution | 2025-06-23
2023-01-10 | HBS4741 | LG Energy Solution RESU12 w/ S5-EH-1P-4.6K-L inverter | 11.7 |  |  | LG Energy Solution | RESU12 | 1 | solis | S5-EH-1P-4.6K-L | LG Energy Solution | 2025-06-23
2023-01-10 | HBS4745 | LG Energy Solution RESU12 w/ S5-EH-1P-3.6K-L inverter | 11.7 |  |  | LG Energy Solution | RESU12 | 1 | solis | S5-EH-1P-3.6K-L | LG Energy Solution | 2025-06-23
2023-01-10 | HBS4749 | LG Energy Solution RESU12 w/ S5-EH-1P-3K-L inverter | 11.7 |  |  | LG Energy Solution | RESU12 | 1 | solis | S5-EH-1P-3K-L | LG Energy Solution | 2025-06-23
2023-01-10 | HBS4751 | Eguana EVOLVE ESS AU – 13kWh, SwitchDin 'smart controller' | 12.35 | Eguana Technologies Inc | EVOLVE ESS AU – 13kWh |  |  | 1 |  |  | EVOLVE | 2025-11-21
2023-01-10 | HBS4752 | Eguana EVOLVE ESS AU – 26kWh, SwitchDin 'smart controller' | 24.7 | Eguana Technologies Inc | EVOLVE ESS AU – 26kWh |  |  | 1 |  |  | EVOLVE | 2025-11-21
2023-01-10 | HBS4753 | Eguana EVOLVE ESS AU – 39kWh, SwitchDin 'smart controller' | 37.05 | Eguana Technologies Inc | EVOLVE ESS AU – 39kWh |  |  | 1 |  |  | EVOLVE | 2025-11-21
2023-02-20 | HBS4755 | Guangzhou Sanjing Electric Co Ltd B2-10.0-HV5 w/ Guangzhou Sanjing Electric Co Ltd H2-5K-S2 , CHINT 'smart controller' | 9 |  |  | Guangzhou Sanjing Electric Co Ltd | B2-10.0-HV5 | 2 | Guangzhou Sanjing Electric Co Ltd | H2-5K-S2 | SAJ | 2025-09-07
2023-02-20 | HBS4756 | Guangzhou Sanjing Electric Co Ltd B2-15.0-HV5 w/ Guangzhou Sanjing Electric Co Ltd H2-5K-S2 , CHINT 'smart controller' | 13.5 |  |  | Guangzhou Sanjing Electric Co Ltd | B2-15.0-HV5 | 3 | Guangzhou Sanjing Electric Co Ltd | H2-5K-S2 | SAJ | 2025-09-07
2023-02-20 | HBS4757 | Guangzhou Sanjing Electric Co Ltd B2-20.0-HV5 w/ Guangzhou Sanjing Electric Co Ltd H2-5K-S2 , CHINT 'smart controller' | 18 |  |  | Guangzhou Sanjing Electric Co Ltd | B2-20.0-HV5 | 4 | Guangzhou Sanjing Electric Co Ltd | H2-5K-S2 | SAJ | 2025-09-07
2023-02-20 | HBS4758 | Guangzhou Sanjing Electric Co Ltd B2-25.0-HV5 w/ Guangzhou Sanjing Electric Co Ltd H2-5K-S2 , CHINT 'smart controller' | 22.5 |  |  | Guangzhou Sanjing Electric Co Ltd | B2-25.0-HV5 | 5 | Guangzhou Sanjing Electric Co Ltd | H2-5K-S2 | SAJ | 2025-09-07
2023-02-20 | HBS4760 | Guangzhou Sanjing Electric Co Ltd B2-10.0-HV1 w/ Guangzhou Sanjing Electric Co Ltd H2-5K-S2 , CHINT 'smart controller' | 9 |  |  | Guangzhou Sanjing Electric Co Ltd | B2-10.0-HV1 | 2 | Guangzhou Sanjing Electric Co Ltd | H2-5K-S2 | SAJ | 2025-09-07
2023-02-20 | HBS4761 | Guangzhou Sanjing Electric Co Ltd B2-15.0-HV1 w/ Guangzhou Sanjing Electric Co Ltd H2-5K-S2 , CHINT 'smart controller' | 13.5 |  |  | Guangzhou Sanjing Electric Co Ltd | B2-15.0-HV1 | 3 | Guangzhou Sanjing Electric Co Ltd | H2-5K-S2 | SAJ | 2025-09-07
2023-02-20 | HBS4762 | Guangzhou Sanjing Electric Co Ltd B2-20.0-HV1 w/ Guangzhou Sanjing Electric Co Ltd H2-5K-S2 , CHINT 'smart controller' | 18 |  |  | Guangzhou Sanjing Electric Co Ltd | B2-20.0-HV1 | 4 | Guangzhou Sanjing Electric Co Ltd | H2-5K-S2 | SAJ | 2025-09-07
2023-02-20 | HBS4763 | Guangzhou Sanjing Electric Co Ltd B2-25.0-HV1 w/ Guangzhou Sanjing Electric Co Ltd H2-5K-S2 , CHINT 'smart controller' | 22.5 |  |  | Guangzhou Sanjing Electric Co Ltd | B2-25.0-HV1 | 5 | Guangzhou Sanjing Electric Co Ltd | H2-5K-S2 | SAJ | 2025-09-07
2023-02-20 | HBS4765 | Guangzhou Sanjing Electric Co Ltd B2-10.0-HV5 w/ Guangzhou Sanjing Electric Co Ltd H2-6K-S2 , CHINT 'smart controller' | 9 |  |  | Guangzhou Sanjing Electric Co Ltd | B2-10.0-HV5 | 2 | Guangzhou Sanjing Electric Co Ltd | H2-6K-S2 | SAJ | 2025-09-07
2023-02-20 | HBS4766 | Guangzhou Sanjing Electric Co Ltd B2-15.0-HV5 w/ Guangzhou Sanjing Electric Co Ltd H2-6K-S2 , CHINT 'smart controller' | 13.5 |  |  | Guangzhou Sanjing Electric Co Ltd | B2-15.0-HV5 | 3 | Guangzhou Sanjing Electric Co Ltd | H2-6K-S2 | SAJ | 2025-09-07
2023-02-20 | HBS4767 | Guangzhou Sanjing Electric Co Ltd B2-20.0-HV5 w/ Guangzhou Sanjing Electric Co Ltd H2-6K-S2 , CHINT 'smart controller' | 18 |  |  | Guangzhou Sanjing Electric Co Ltd | B2-20.0-HV5 | 4 | Guangzhou Sanjing Electric Co Ltd | H2-6K-S2 | SAJ | 2025-09-07
2023-02-20 | HBS4768 | Guangzhou Sanjing Electric Co Ltd B2-25.0-HV5 w/ Guangzhou Sanjing Electric Co Ltd H2-6K-S2 , CHINT 'smart controller' | 22.5 |  |  | Guangzhou Sanjing Electric Co Ltd | B2-25.0-HV5 | 5 | Guangzhou Sanjing Electric Co Ltd | H2-6K-S2 | SAJ | 2025-09-07
2023-02-20 | HBS4770 | Guangzhou Sanjing Electric Co Ltd B2-10.0-HV1 w/ Guangzhou Sanjing Electric Co Ltd H2-6K-S2 , CHINT 'smart controller' | 9 |  |  | Guangzhou Sanjing Electric Co Ltd | B2-10.0-HV1 | 2 | Guangzhou Sanjing Electric Co Ltd | H2-6K-S2 | SAJ | 2025-09-07
2023-02-20 | HBS4771 | Guangzhou Sanjing Electric Co Ltd B2-15.0-HV1 w/ Guangzhou Sanjing Electric Co Ltd H2-6K-S2 , CHINT 'smart controller' | 13.5 |  |  | Guangzhou Sanjing Electric Co Ltd | B2-15.0-HV1 | 3 | Guangzhou Sanjing Electric Co Ltd | H2-6K-S2 | SAJ | 2025-09-07
2023-02-20 | HBS4772 | Guangzhou Sanjing Electric Co Ltd B2-20.0-HV1 w/ Guangzhou Sanjing Electric Co Ltd H2-6K-S2 , CHINT 'smart controller' | 18 |  |  | Guangzhou Sanjing Electric Co Ltd | B2-20.0-HV1 | 4 | Guangzhou Sanjing Electric Co Ltd | H2-6K-S2 | SAJ | 2025-09-07
2023-02-20 | HBS4773 | Guangzhou Sanjing Electric Co Ltd B2-25.0-HV1 w/ Guangzhou Sanjing Electric Co Ltd H2-6K-S2 , CHINT 'smart controller' | 22.5 |  |  | Guangzhou Sanjing Electric Co Ltd | B2-25.0-HV1 | 5 | Guangzhou Sanjing Electric Co Ltd | H2-6K-S2 | SAJ | 2025-09-07
2023-02-20 | HBS4775 | Guangzhou Sanjing Electric Co Ltd B2-10.0-HV5 w/ Guangzhou Sanjing Electric Co Ltd H2-5K-T2 , CHINT 'smart controller' | 9 |  |  | Guangzhou Sanjing Electric Co Ltd | B2-10.0-HV5 | 2 | Guangzhou Sanjing Electric Co Ltd | H2-5K-T2 | SAJ | 2025-09-07
2023-02-20 | HBS4776 | Guangzhou Sanjing Electric Co Ltd B2-15.0-HV5 w/ Guangzhou Sanjing Electric Co Ltd H2-5K-T2 , CHINT 'smart controller' | 13.5 |  |  | Guangzhou Sanjing Electric Co Ltd | B2-15.0-HV5 | 3 | Guangzhou Sanjing Electric Co Ltd | H2-5K-T2 | SAJ | 2025-09-07
2023-02-20 | HBS4777 | Guangzhou Sanjing Electric Co Ltd B2-20.0-HV5 w/ Guangzhou Sanjing Electric Co Ltd H2-5K-T2 , CHINT 'smart controller' | 18 |  |  | Guangzhou Sanjing Electric Co Ltd | B2-20.0-HV5 | 4 | Guangzhou Sanjing Electric Co Ltd | H2-5K-T2 | SAJ | 2025-09-07
2023-02-20 | HBS4778 | Guangzhou Sanjing Electric Co Ltd B2-25.0-HV5 w/ Guangzhou Sanjing Electric Co Ltd H2-5K-T2 , CHINT 'smart controller' | 22.5 |  |  | Guangzhou Sanjing Electric Co Ltd | B2-25.0-HV5 | 5 | Guangzhou Sanjing Electric Co Ltd | H2-5K-T2 | SAJ | 2025-09-07
2023-02-20 | HBS4780 | Guangzhou Sanjing Electric Co Ltd B2-10.0-HV1 w/ Guangzhou Sanjing Electric Co Ltd H2-5K-T2 , CHINT 'smart controller' | 9 |  |  | Guangzhou Sanjing Electric Co Ltd | B2-10.0-HV1 | 2 | Guangzhou Sanjing Electric Co Ltd | H2-5K-T2 | SAJ | 2025-09-07
2023-02-20 | HBS4781 | Guangzhou Sanjing Electric Co Ltd B2-15.0-HV1 w/ Guangzhou Sanjing Electric Co Ltd H2-5K-T2 , CHINT 'smart controller' | 13.5 |  |  | Guangzhou Sanjing Electric Co Ltd | B2-15.0-HV1 | 3 | Guangzhou Sanjing Electric Co Ltd | H2-5K-T2 | SAJ | 2025-09-07
2023-02-20 | HBS4782 | Guangzhou Sanjing Electric Co Ltd B2-20.0-HV1 w/ Guangzhou Sanjing Electric Co Ltd H2-5K-T2 , CHINT 'smart controller' | 18 |  |  | Guangzhou Sanjing Electric Co Ltd | B2-20.0-HV1 | 4 | Guangzhou Sanjing Electric Co Ltd | H2-5K-T2 | SAJ | 2025-09-07
2023-02-20 | HBS4783 | Guangzhou Sanjing Electric Co Ltd B2-25.0-HV1 w/ Guangzhou Sanjing Electric Co Ltd H2-5K-T2 , CHINT 'smart controller' | 22.5 |  |  | Guangzhou Sanjing Electric Co Ltd | B2-25.0-HV1 | 5 | Guangzhou Sanjing Electric Co Ltd | H2-5K-T2 | SAJ | 2025-09-07
2023-02-20 | HBS4785 | Guangzhou Sanjing Electric Co Ltd B2-10.0-HV5 w/ Guangzhou Sanjing Electric Co Ltd H2-6K-T2 , CHINT 'smart controller' | 9 |  |  | Guangzhou Sanjing Electric Co Ltd | B2-10.0-HV5 | 2 | Guangzhou Sanjing Electric Co Ltd | H2-6K-T2 | SAJ | 2025-09-07
2023-02-20 | HBS4786 | Guangzhou Sanjing Electric Co Ltd B2-15.0-HV5 w/ Guangzhou Sanjing Electric Co Ltd H2-6K-T2 , CHINT 'smart controller' | 13.5 |  |  | Guangzhou Sanjing Electric Co Ltd | B2-15.0-HV5 | 3 | Guangzhou Sanjing Electric Co Ltd | H2-6K-T2 | SAJ | 2025-09-07
2023-02-20 | HBS4787 | Guangzhou Sanjing Electric Co Ltd B2-20.0-HV5 w/ Guangzhou Sanjing Electric Co Ltd H2-6K-T2 , CHINT 'smart controller' | 18 |  |  | Guangzhou Sanjing Electric Co Ltd | B2-20.0-HV5 | 4 | Guangzhou Sanjing Electric Co Ltd | H2-6K-T2 | SAJ | 2025-09-07
2023-02-20 | HBS4788 | Guangzhou Sanjing Electric Co Ltd B2-25.0-HV5 w/ Guangzhou Sanjing Electric Co Ltd H2-6K-T2 , CHINT 'smart controller' | 22.5 |  |  | Guangzhou Sanjing Electric Co Ltd | B2-25.0-HV5 | 5 | Guangzhou Sanjing Electric Co Ltd | H2-6K-T2 | SAJ | 2025-09-07
2023-02-20 | HBS4790 | Guangzhou Sanjing Electric Co Ltd B2-10.0-HV1 w/ Guangzhou Sanjing Electric Co Ltd H2-6K-T2 , CHINT 'smart controller' | 9 |  |  | Guangzhou Sanjing Electric Co Ltd | B2-10.0-HV1 | 2 | Guangzhou Sanjing Electric Co Ltd | H2-6K-T2 | SAJ | 2025-09-07
2023-02-20 | HBS4791 | Guangzhou Sanjing Electric Co Ltd B2-15.0-HV1 w/ Guangzhou Sanjing Electric Co Ltd H2-6K-T2 , CHINT 'smart controller' | 13.5 |  |  | Guangzhou Sanjing Electric Co Ltd | B2-15.0-HV1 | 3 | Guangzhou Sanjing Electric Co Ltd | H2-6K-T2 | SAJ | 2025-09-07
2023-02-20 | HBS4792 | Guangzhou Sanjing Electric Co Ltd B2-20.0-HV1 w/ Guangzhou Sanjing Electric Co Ltd H2-6K-T2 , CHINT 'smart controller' | 18 |  |  | Guangzhou Sanjing Electric Co Ltd | B2-20.0-HV1 | 4 | Guangzhou Sanjing Electric Co Ltd | H2-6K-T2 | SAJ | 2025-09-07
2023-02-20 | HBS4793 | Guangzhou Sanjing Electric Co Ltd B2-25.0-HV1 w/ Guangzhou Sanjing Electric Co Ltd H2-6K-T2 , CHINT 'smart controller' | 22.5 |  |  | Guangzhou Sanjing Electric Co Ltd | B2-25.0-HV1 | 5 | Guangzhou Sanjing Electric Co Ltd | H2-6K-T2 | SAJ | 2025-09-07
2023-02-20 | HBS4795 | Guangzhou Sanjing Electric Co Ltd B2-10.0-HV5 w/ Guangzhou Sanjing Electric Co Ltd H2-8K-T2 , CHINT 'smart controller' | 9 |  |  | Guangzhou Sanjing Electric Co Ltd | B2-10.0-HV5 | 2 | Guangzhou Sanjing Electric Co Ltd | H2-8K-T2 | SAJ | 2025-09-07
2023-02-20 | HBS4796 | Guangzhou Sanjing Electric Co Ltd B2-15.0-HV5 w/ Guangzhou Sanjing Electric Co Ltd H2-8K-T2 , CHINT 'smart controller' | 13.5 |  |  | Guangzhou Sanjing Electric Co Ltd | B2-15.0-HV5 | 3 | Guangzhou Sanjing Electric Co Ltd | H2-8K-T2 | SAJ | 2025-09-07
2023-02-20 | HBS4797 | Guangzhou Sanjing Electric Co Ltd B2-20.0-HV5 w/ Guangzhou Sanjing Electric Co Ltd H2-8K-T2 , CHINT 'smart controller' | 18 |  |  | Guangzhou Sanjing Electric Co Ltd | B2-20.0-HV5 | 4 | Guangzhou Sanjing Electric Co Ltd | H2-8K-T2 | SAJ | 2025-09-07
2023-02-20 | HBS4798 | Guangzhou Sanjing Electric Co Ltd B2-25.0-HV5 w/ Guangzhou Sanjing Electric Co Ltd H2-8K-T2 , CHINT 'smart controller' | 22.5 |  |  | Guangzhou Sanjing Electric Co Ltd | B2-25.0-HV5 | 5 | Guangzhou Sanjing Electric Co Ltd | H2-8K-T2 | SAJ | 2025-09-07
2023-02-20 | HBS4800 | Guangzhou Sanjing Electric Co Ltd B2-10.0-HV1 w/ Guangzhou Sanjing Electric Co Ltd H2-8K-T2 , CHINT 'smart controller' | 9 |  |  | Guangzhou Sanjing Electric Co Ltd | B2-10.0-HV1 | 2 | Guangzhou Sanjing Electric Co Ltd | H2-8K-T2 | SAJ | 2025-09-07
2023-02-20 | HBS4801 | Guangzhou Sanjing Electric Co Ltd B2-15.0-HV1 w/ Guangzhou Sanjing Electric Co Ltd H2-8K-T2 , CHINT 'smart controller' | 13.5 |  |  | Guangzhou Sanjing Electric Co Ltd | B2-15.0-HV1 | 3 | Guangzhou Sanjing Electric Co Ltd | H2-8K-T2 | SAJ | 2025-09-07
2023-02-20 | HBS4802 | Guangzhou Sanjing Electric Co Ltd B2-20.0-HV1 w/ Guangzhou Sanjing Electric Co Ltd H2-8K-T2 , CHINT 'smart controller' | 18 |  |  | Guangzhou Sanjing Electric Co Ltd | B2-20.0-HV1 | 4 | Guangzhou Sanjing Electric Co Ltd | H2-8K-T2 | SAJ | 2025-09-07
2023-02-20 | HBS4803 | Guangzhou Sanjing Electric Co Ltd B2-25.0-HV1 w/ Guangzhou Sanjing Electric Co Ltd H2-8K-T2 , CHINT 'smart controller' | 22.5 |  |  | Guangzhou Sanjing Electric Co Ltd | B2-25.0-HV1 | 5 | Guangzhou Sanjing Electric Co Ltd | H2-8K-T2 | SAJ | 2025-09-07
2023-02-20 | HBS4805 | Guangzhou Sanjing Electric Co Ltd B2-10.0-HV5 w/ Guangzhou Sanjing Electric Co Ltd H2-10K-T2 , CHINT 'smart controller' | 9 |  |  | Guangzhou Sanjing Electric Co Ltd | B2-10.0-HV5 | 2 | Guangzhou Sanjing Electric Co Ltd | H2-10K-T2 | SAJ | 2025-09-07
2023-02-20 | HBS4806 | Guangzhou Sanjing Electric Co Ltd B2-15.0-HV5 w/ Guangzhou Sanjing Electric Co Ltd H2-10K-T2 , CHINT 'smart controller' | 13.5 |  |  | Guangzhou Sanjing Electric Co Ltd | B2-15.0-HV5 | 3 | Guangzhou Sanjing Electric Co Ltd | H2-10K-T2 | SAJ | 2025-09-07
2023-02-20 | HBS4807 | Guangzhou Sanjing Electric Co Ltd B2-20.0-HV5 w/ Guangzhou Sanjing Electric Co Ltd H2-10K-T2 , CHINT 'smart controller' | 18 |  |  | Guangzhou Sanjing Electric Co Ltd | B2-20.0-HV5 | 4 | Guangzhou Sanjing Electric Co Ltd | H2-10K-T2 | SAJ | 2025-09-07
2023-02-20 | HBS4808 | Guangzhou Sanjing Electric Co Ltd B2-25.0-HV5 w/ Guangzhou Sanjing Electric Co Ltd H2-10K-T2 , CHINT 'smart controller' | 22.5 |  |  | Guangzhou Sanjing Electric Co Ltd | B2-25.0-HV5 | 5 | Guangzhou Sanjing Electric Co Ltd | H2-10K-T2 | SAJ | 2025-09-07
2023-02-20 | HBS4810 | Guangzhou Sanjing Electric Co Ltd B2-10.0-HV1 w/ Guangzhou Sanjing Electric Co Ltd H2-10K-T2 , CHINT 'smart controller' | 9 |  |  | Guangzhou Sanjing Electric Co Ltd | B2-10.0-HV1 | 2 | Guangzhou Sanjing Electric Co Ltd | H2-10K-T2 | SAJ | 2025-09-07
2023-02-20 | HBS4811 | Guangzhou Sanjing Electric Co Ltd B2-15.0-HV1 w/ Guangzhou Sanjing Electric Co Ltd H2-10K-T2 , CHINT 'smart controller' | 13.5 |  |  | Guangzhou Sanjing Electric Co Ltd | B2-15.0-HV1 | 3 | Guangzhou Sanjing Electric Co Ltd | H2-10K-T2 | SAJ | 2025-09-07
2023-02-20 | HBS4812 | Guangzhou Sanjing Electric Co Ltd B2-20.0-HV1 w/ Guangzhou Sanjing Electric Co Ltd H2-10K-T2 , CHINT 'smart controller' | 18 |  |  | Guangzhou Sanjing Electric Co Ltd | B2-20.0-HV1 | 4 | Guangzhou Sanjing Electric Co Ltd | H2-10K-T2 | SAJ | 2025-09-07
2023-02-20 | HBS4813 | Guangzhou Sanjing Electric Co Ltd B2-25.0-HV1 w/ Guangzhou Sanjing Electric Co Ltd H2-10K-T2 , CHINT 'smart controller' | 22.5 |  |  | Guangzhou Sanjing Electric Co Ltd | B2-25.0-HV1 | 5 | Guangzhou Sanjing Electric Co Ltd | H2-10K-T2 | SAJ | 2025-09-07
2023-03-07 | HBS4815 | FOX ESS AIO-H1-5.0-HVS7.8 (x3) | 7.02 | FOX ESS | AIO-H1-5.0-HVS7.8 |  |  | 3 |  |  | FOXESS Co Ltd | 2025-12-21
2023-03-07 | HBS4816 | FOX ESS AIO-H1-5.0-HVS10.4 (x4) | 9.36 | FOX ESS | AIO-H1-5.0-HVS10.4 |  |  | 4 |  |  | FOXESS Co Ltd | 2025-12-21
2023-03-07 | HBS4818 | FOX ESS AIO-H1-6.0-HVS7.8 (x3) | 7.02 | FOX ESS | AIO-H1-6.0-HVS7.8 |  |  | 3 |  |  | FOXESS Co Ltd | 2025-12-21
2023-03-07 | HBS4819 | FOX ESS AIO-H1-6.0-HVS10.4 (x4) | 9.36 | FOX ESS | AIO-H1-6.0-HVS10.4 |  |  | 4 |  |  | FOXESS Co Ltd | 2025-12-21
2023-03-07 | HBS4821 | FOX ESS AIO-AC1-5.0-HVS7.8 (x3) | 7.02 | FOX ESS | AIO-AC1-5.0-HVS7.8 |  |  | 3 |  |  | FOXESS Co Ltd | 2025-12-21
2023-03-07 | HBS4822 | FOX ESS AIO-AC1-5.0-HVS10.4 (x4) | 9.36 | FOX ESS | AIO-AC1-5.0-HVS10.4 |  |  | 4 |  |  | FOXESS Co Ltd | 2025-12-21
2023-03-07 | HBS4824 | FOX ESS AIO-AC1-6.0-HVS7.8 (x3) | 7.02 | FOX ESS | AIO-AC1-6.0-HVS7.8 |  |  | 3 |  |  | FOXESS Co Ltd | 2025-12-21
2023-03-07 | HBS4825 | FOX ESS AIO-AC1-6.0-HVS10.4 (x4) | 9.36 | FOX ESS | AIO-AC1-6.0-HVS10.4 |  |  | 4 |  |  | FOXESS Co Ltd | 2025-12-21
2023-03-07 | HBS4827 | Techplus Control System GRE-U-P4880-1(x2) w/ GOODWE TECHNOLOGIES CO., LTD GW3648D-ES | 8.192 |  |  | Techplus Control System | GRE-U-P4880-1 | 2 | GOODWE TECHNOLOGIES CO., LTD | GW3648D-ES | GREENTEK | 2025-06-16
2023-03-07 | HBS4828 | Techplus Control System GRE-U-P4880-1(x3) w/ GOODWE TECHNOLOGIES CO., LTD GW3648D-ES | 12.288 |  |  | Techplus Control System | GRE-U-P4880-1 | 3 | GOODWE TECHNOLOGIES CO., LTD | GW3648D-ES | GREENTEK | 2025-06-16
2023-03-07 | HBS4829 | Techplus Control System GRE-U-P4880-1(x4) w/ GOODWE TECHNOLOGIES CO., LTD GW3648D-ES | 16.384 |  |  | Techplus Control System | GRE-U-P4880-1 | 4 | GOODWE TECHNOLOGIES CO., LTD | GW3648D-ES | GREENTEK | 2025-06-16
2023-03-07 | HBS4830 | Techplus Control System GRE-U-P4880-1(x5) w/ GOODWE TECHNOLOGIES CO., LTD GW3648D-ES | 20.48 |  |  | Techplus Control System | GRE-U-P4880-1 | 5 | GOODWE TECHNOLOGIES CO., LTD | GW3648D-ES | GREENTEK | 2025-06-16
2023-03-07 | HBS4831 | Techplus Control System GRE-U-P4880-1(x6) w/ GOODWE TECHNOLOGIES CO., LTD GW3648D-ES | 24.576 |  |  | Techplus Control System | GRE-U-P4880-1 | 6 | GOODWE TECHNOLOGIES CO., LTD | GW3648D-ES | GREENTEK | 2025-06-16
2023-03-07 | HBS4832 | Techplus Control System GRE-U-P4880-1(x7) w/ GOODWE TECHNOLOGIES CO., LTD GW3648D-ES | 28.672 |  |  | Techplus Control System | GRE-U-P4880-1 | 7 | GOODWE TECHNOLOGIES CO., LTD | GW3648D-ES | GREENTEK | 2025-06-16
2023-03-07 | HBS4833 | Techplus Control System GRE-U-P4880-1(x8) w/ GOODWE TECHNOLOGIES CO., LTD GW3648D-ES | 32.768 |  |  | Techplus Control System | GRE-U-P4880-1 | 8 | GOODWE TECHNOLOGIES CO., LTD | GW3648D-ES | GREENTEK | 2025-06-16
2023-03-07 | HBS4835 | Techplus Control System GRE-U-P4880-1(x2) w/ GOODWE TECHNOLOGIES CO., LTD GW3648C-ES | 8.192 |  |  | Techplus Control System | GRE-U-P4880-1 | 2 | GOODWE TECHNOLOGIES CO., LTD | GW3648C-ES | GREENTEK | 2025-06-16
2023-03-07 | HBS4836 | Techplus Control System GRE-U-P4880-1(x3) w/ GOODWE TECHNOLOGIES CO., LTD GW3648C-ES | 12.288 |  |  | Techplus Control System | GRE-U-P4880-1 | 3 | GOODWE TECHNOLOGIES CO., LTD | GW3648C-ES | GREENTEK | 2025-06-16
2023-03-07 | HBS4837 | Techplus Control System GRE-U-P4880-1(x4) w/ GOODWE TECHNOLOGIES CO., LTD GW3648C-ES | 16.384 |  |  | Techplus Control System | GRE-U-P4880-1 | 4 | GOODWE TECHNOLOGIES CO., LTD | GW3648C-ES | GREENTEK | 2025-06-16
2023-03-07 | HBS4838 | Techplus Control System GRE-U-P4880-1(x5) w/ GOODWE TECHNOLOGIES CO., LTD GW3648C-ES | 20.48 |  |  | Techplus Control System | GRE-U-P4880-1 | 5 | GOODWE TECHNOLOGIES CO., LTD | GW3648C-ES | GREENTEK | 2025-06-16
2023-03-07 | HBS4839 | Techplus Control System GRE-U-P4880-1(x6) w/ GOODWE TECHNOLOGIES CO., LTD GW3648C-ES | 24.576 |  |  | Techplus Control System | GRE-U-P4880-1 | 6 | GOODWE TECHNOLOGIES CO., LTD | GW3648C-ES | GREENTEK | 2025-06-16
2023-03-07 | HBS4840 | Techplus Control System GRE-U-P4880-1(x7) w/ GOODWE TECHNOLOGIES CO., LTD GW3648C-ES | 28.672 |  |  | Techplus Control System | GRE-U-P4880-1 | 7 | GOODWE TECHNOLOGIES CO., LTD | GW3648C-ES | GREENTEK | 2025-06-16
2023-03-07 | HBS4841 | Techplus Control System GRE-U-P4880-1(x8) w/ GOODWE TECHNOLOGIES CO., LTD GW3648C-ES | 32.768 |  |  | Techplus Control System | GRE-U-P4880-1 | 8 | GOODWE TECHNOLOGIES CO., LTD | GW3648C-ES | GREENTEK | 2025-06-16
2023-03-07 | HBS4843 | Techplus Control System GRE-U-P4880-1(x2) w/ GOODWE TECHNOLOGIES CO., LTD GW5048D-ES | 8.192 |  |  | Techplus Control System | GRE-U-P4880-1 | 2 | GOODWE TECHNOLOGIES CO., LTD | GW5048D-ES | GREENTEK | 2025-06-16
2023-03-07 | HBS4844 | Techplus Control System GRE-U-P4880-1(x3) w/ GOODWE TECHNOLOGIES CO., LTD GW5048D-ES | 12.288 |  |  | Techplus Control System | GRE-U-P4880-1 | 3 | GOODWE TECHNOLOGIES CO., LTD | GW5048D-ES | GREENTEK | 2025-06-16
2023-03-07 | HBS4845 | Techplus Control System GRE-U-P4880-1(x4) w/ GOODWE TECHNOLOGIES CO., LTD GW5048D-ES | 16.384 |  |  | Techplus Control System | GRE-U-P4880-1 | 4 | GOODWE TECHNOLOGIES CO., LTD | GW5048D-ES | GREENTEK | 2025-06-16
2023-03-07 | HBS4846 | Techplus Control System GRE-U-P4880-1(x5) w/ GOODWE TECHNOLOGIES CO., LTD GW5048D-ES | 20.48 |  |  | Techplus Control System | GRE-U-P4880-1 | 5 | GOODWE TECHNOLOGIES CO., LTD | GW5048D-ES | GREENTEK | 2025-06-16
2023-03-07 | HBS4847 | Techplus Control System GRE-U-P4880-1(x6) w/ GOODWE TECHNOLOGIES CO., LTD GW5048D-ES | 24.576 |  |  | Techplus Control System | GRE-U-P4880-1 | 6 | GOODWE TECHNOLOGIES CO., LTD | GW5048D-ES | GREENTEK | 2025-06-16
2023-03-07 | HBS4848 | Techplus Control System GRE-U-P4880-1(x7) w/ GOODWE TECHNOLOGIES CO., LTD GW5048D-ES | 28.672 |  |  | Techplus Control System | GRE-U-P4880-1 | 7 | GOODWE TECHNOLOGIES CO., LTD | GW5048D-ES | GREENTEK | 2025-06-16
2023-03-07 | HBS4849 | Techplus Control System GRE-U-P4880-1(x8) w/ GOODWE TECHNOLOGIES CO., LTD GW5048D-ES | 32.768 |  |  | Techplus Control System | GRE-U-P4880-1 | 8 | GOODWE TECHNOLOGIES CO., LTD | GW5048D-ES | GREENTEK | 2025-06-16
2023-03-07 | HBS4851 | Techplus Control System GRE-U-P4880-1(x2) w/ GOODWE TECHNOLOGIES CO., LTD GW5048C-ES | 8.192 |  |  | Techplus Control System | GRE-U-P4880-1 | 2 | GOODWE TECHNOLOGIES CO., LTD | GW5048C-ES | GREENTEK | 2025-06-16
2023-03-07 | HBS4852 | Techplus Control System GRE-U-P4880-1(x3) w/ GOODWE TECHNOLOGIES CO., LTD GW5048C-ES | 12.288 |  |  | Techplus Control System | GRE-U-P4880-1 | 3 | GOODWE TECHNOLOGIES CO., LTD | GW5048C-ES | GREENTEK | 2025-06-16
2023-03-07 | HBS4853 | Techplus Control System GRE-U-P4880-1(x4) w/ GOODWE TECHNOLOGIES CO., LTD GW5048C-ES | 16.384 |  |  | Techplus Control System | GRE-U-P4880-1 | 4 | GOODWE TECHNOLOGIES CO., LTD | GW5048C-ES | GREENTEK | 2025-06-16
2023-03-07 | HBS4854 | Techplus Control System GRE-U-P4880-1(x5) w/ GOODWE TECHNOLOGIES CO., LTD GW5048C-ES | 20.48 |  |  | Techplus Control System | GRE-U-P4880-1 | 5 | GOODWE TECHNOLOGIES CO., LTD | GW5048C-ES | GREENTEK | 2025-06-16
2023-03-07 | HBS4855 | Techplus Control System GRE-U-P4880-1(x6) w/ GOODWE TECHNOLOGIES CO., LTD GW5048C-ES | 24.576 |  |  | Techplus Control System | GRE-U-P4880-1 | 6 | GOODWE TECHNOLOGIES CO., LTD | GW5048C-ES | GREENTEK | 2025-06-16
2023-03-07 | HBS4856 | Techplus Control System GRE-U-P4880-1(x7) w/ GOODWE TECHNOLOGIES CO., LTD GW5048C-ES | 28.672 |  |  | Techplus Control System | GRE-U-P4880-1 | 7 | GOODWE TECHNOLOGIES CO., LTD | GW5048C-ES | GREENTEK | 2025-06-16
2023-03-07 | HBS4857 | Techplus Control System GRE-U-P4880-1(x8) w/ GOODWE TECHNOLOGIES CO., LTD GW5048C-ES | 32.768 |  |  | Techplus Control System | GRE-U-P4880-1 | 8 | GOODWE TECHNOLOGIES CO., LTD | GW5048C-ES | GREENTEK | 2025-06-16
2023-03-07 | HBS4859 | Techplus Control System GRE-U-P4880-1(x2) w/ GOODWE TECHNOLOGIES CO., LTD GW5000S-BP | 8.192 |  |  | Techplus Control System | GRE-U-P4880-1 | 2 | GOODWE TECHNOLOGIES CO., LTD | GW5000S-BP | GREENTEK | 2025-03-02
2023-03-07 | HBS4860 | Techplus Control System GRE-U-P4880-1(x3) w/ GOODWE TECHNOLOGIES CO., LTD GW5000S-BP | 12.288 |  |  | Techplus Control System | GRE-U-P4880-1 | 3 | GOODWE TECHNOLOGIES CO., LTD | GW5000S-BP | GREENTEK | 2025-03-02
2023-03-07 | HBS4861 | Techplus Control System GRE-U-P4880-1(x4) w/ GOODWE TECHNOLOGIES CO., LTD GW5000S-BP | 16.384 |  |  | Techplus Control System | GRE-U-P4880-1 | 4 | GOODWE TECHNOLOGIES CO., LTD | GW5000S-BP | GREENTEK | 2025-03-02
2023-03-07 | HBS4862 | Techplus Control System GRE-U-P4880-1(x5) w/ GOODWE TECHNOLOGIES CO., LTD GW5000S-BP | 20.48 |  |  | Techplus Control System | GRE-U-P4880-1 | 5 | GOODWE TECHNOLOGIES CO., LTD | GW5000S-BP | GREENTEK | 2025-03-02
2023-03-07 | HBS4863 | Techplus Control System GRE-U-P4880-1(x6) w/ GOODWE TECHNOLOGIES CO., LTD GW5000S-BP | 24.576 |  |  | Techplus Control System | GRE-U-P4880-1 | 6 | GOODWE TECHNOLOGIES CO., LTD | GW5000S-BP | GREENTEK | 2025-03-02
2023-03-07 | HBS4864 | Techplus Control System GRE-U-P4880-1(x7) w/ GOODWE TECHNOLOGIES CO., LTD GW5000S-BP | 28.672 |  |  | Techplus Control System | GRE-U-P4880-1 | 7 | GOODWE TECHNOLOGIES CO., LTD | GW5000S-BP | GREENTEK | 2025-03-02
2023-03-07 | HBS4865 | Techplus Control System GRE-U-P4880-1(x8) w/ GOODWE TECHNOLOGIES CO., LTD GW5000S-BP | 32.768 |  |  | Techplus Control System | GRE-U-P4880-1 | 8 | GOODWE TECHNOLOGIES CO., LTD | GW5000S-BP | GREENTEK | 2025-03-02
2023-03-07 | HBS4867 | Techplus Control System GRE-U-P4880-1(x2) w/ GOODWE TECHNOLOGIES CO., LTD GW3600-SBP-20 | 8.192 |  |  | Techplus Control System | GRE-U-P4880-1 | 2 | GOODWE TECHNOLOGIES CO., LTD | GW3600-SBP-20 | GREENTEK | 2025-11-24
2023-03-07 | HBS4868 | Techplus Control System GRE-U-P4880-1(x3) w/ GOODWE TECHNOLOGIES CO., LTD GW3600-SBP-20 | 12.288 |  |  | Techplus Control System | GRE-U-P4880-1 | 3 | GOODWE TECHNOLOGIES CO., LTD | GW3600-SBP-20 | GREENTEK | 2025-11-24
2023-03-07 | HBS4869 | Techplus Control System GRE-U-P4880-1(x4) w/ GOODWE TECHNOLOGIES CO., LTD GW3600-SBP-20 | 16.384 |  |  | Techplus Control System | GRE-U-P4880-1 | 4 | GOODWE TECHNOLOGIES CO., LTD | GW3600-SBP-20 | GREENTEK | 2025-11-24
2023-03-07 | HBS4870 | Techplus Control System GRE-U-P4880-1(x5) w/ GOODWE TECHNOLOGIES CO., LTD GW3600-SBP-20 | 20.48 |  |  | Techplus Control System | GRE-U-P4880-1 | 5 | GOODWE TECHNOLOGIES CO., LTD | GW3600-SBP-20 | GREENTEK | 2025-11-24
2023-03-07 | HBS4871 | Techplus Control System GRE-U-P4880-1(x6) w/ GOODWE TECHNOLOGIES CO., LTD GW3600-SBP-20 | 24.576 |  |  | Techplus Control System | GRE-U-P4880-1 | 6 | GOODWE TECHNOLOGIES CO., LTD | GW3600-SBP-20 | GREENTEK | 2025-11-24
2023-03-07 | HBS4872 | Techplus Control System GRE-U-P4880-1(x7) w/ GOODWE TECHNOLOGIES CO., LTD GW3600-SBP-20 | 28.672 |  |  | Techplus Control System | GRE-U-P4880-1 | 7 | GOODWE TECHNOLOGIES CO., LTD | GW3600-SBP-20 | GREENTEK | 2025-11-24
2023-03-07 | HBS4873 | Techplus Control System GRE-U-P4880-1(x8) w/ GOODWE TECHNOLOGIES CO., LTD GW3600-SBP-20 | 32.768 |  |  | Techplus Control System | GRE-U-P4880-1 | 8 | GOODWE TECHNOLOGIES CO., LTD | GW3600-SBP-20 | GREENTEK | 2025-11-24
2023-03-07 | HBS4875 | Techplus Control System GRE-U-P4880-1(x2) w/ GOODWE TECHNOLOGIES CO., LTD GW5000-SBP-20 | 8.192 |  |  | Techplus Control System | GRE-U-P4880-1 | 2 | GOODWE TECHNOLOGIES CO., LTD | GW5000-SBP-20 | GREENTEK | 2025-11-24
2023-03-07 | HBS4876 | Techplus Control System GRE-U-P4880-1(x3) w/ GOODWE TECHNOLOGIES CO., LTD GW5000-SBP-20 | 12.288 |  |  | Techplus Control System | GRE-U-P4880-1 | 3 | GOODWE TECHNOLOGIES CO., LTD | GW5000-SBP-20 | GREENTEK | 2025-11-24
2023-03-07 | HBS4877 | Techplus Control System GRE-U-P4880-1(x4) w/ GOODWE TECHNOLOGIES CO., LTD GW5000-SBP-20 | 16.384 |  |  | Techplus Control System | GRE-U-P4880-1 | 4 | GOODWE TECHNOLOGIES CO., LTD | GW5000-SBP-20 | GREENTEK | 2025-11-24
2023-03-07 | HBS4878 | Techplus Control System GRE-U-P4880-1(x5) w/ GOODWE TECHNOLOGIES CO., LTD GW5000-SBP-20 | 20.48 |  |  | Techplus Control System | GRE-U-P4880-1 | 5 | GOODWE TECHNOLOGIES CO., LTD | GW5000-SBP-20 | GREENTEK | 2025-11-24
2023-03-07 | HBS4879 | Techplus Control System GRE-U-P4880-1(x6) w/ GOODWE TECHNOLOGIES CO., LTD GW5000-SBP-20 | 24.576 |  |  | Techplus Control System | GRE-U-P4880-1 | 6 | GOODWE TECHNOLOGIES CO., LTD | GW5000-SBP-20 | GREENTEK | 2025-11-24
2023-03-07 | HBS4880 | Techplus Control System GRE-U-P4880-1(x7) w/ GOODWE TECHNOLOGIES CO., LTD GW5000-SBP-20 | 28.672 |  |  | Techplus Control System | GRE-U-P4880-1 | 7 | GOODWE TECHNOLOGIES CO., LTD | GW5000-SBP-20 | GREENTEK | 2025-11-24
2023-03-07 | HBS4881 | Techplus Control System GRE-U-P4880-1(x8) w/ GOODWE TECHNOLOGIES CO., LTD GW5000-SBP-20 | 32.768 |  |  | Techplus Control System | GRE-U-P4880-1 | 8 | GOODWE TECHNOLOGIES CO., LTD | GW5000-SBP-20 | GREENTEK | 2025-11-24
2023-03-07 | HBS4883 | Techplus Control System GRE-U-P4880-1(x2) w/ GOODWE TECHNOLOGIES CO., LTD GW6000-SBP-20 | 8.192 |  |  | Techplus Control System | GRE-U-P4880-1 | 2 | GOODWE TECHNOLOGIES CO., LTD | GW6000-SBP-20 | GREENTEK | 2025-11-24
2023-03-07 | HBS4884 | Techplus Control System GRE-U-P4880-1(x3) w/ GOODWE TECHNOLOGIES CO., LTD GW6000-SBP-20 | 12.288 |  |  | Techplus Control System | GRE-U-P4880-1 | 3 | GOODWE TECHNOLOGIES CO., LTD | GW6000-SBP-20 | GREENTEK | 2025-11-24
2023-03-07 | HBS4885 | Techplus Control System GRE-U-P4880-1(x4) w/ GOODWE TECHNOLOGIES CO., LTD GW6000-SBP-20 | 16.384 |  |  | Techplus Control System | GRE-U-P4880-1 | 4 | GOODWE TECHNOLOGIES CO., LTD | GW6000-SBP-20 | GREENTEK | 2025-11-24
2023-03-07 | HBS4886 | Techplus Control System GRE-U-P4880-1(x5) w/ GOODWE TECHNOLOGIES CO., LTD GW6000-SBP-20 | 20.48 |  |  | Techplus Control System | GRE-U-P4880-1 | 5 | GOODWE TECHNOLOGIES CO., LTD | GW6000-SBP-20 | GREENTEK | 2025-11-24
2023-03-07 | HBS4887 | Techplus Control System GRE-U-P4880-1(x6) w/ GOODWE TECHNOLOGIES CO., LTD GW6000-SBP-20 | 24.576 |  |  | Techplus Control System | GRE-U-P4880-1 | 6 | GOODWE TECHNOLOGIES CO., LTD | GW6000-SBP-20 | GREENTEK | 2025-11-24
2023-03-07 | HBS4888 | Techplus Control System GRE-U-P4880-1(x7) w/ GOODWE TECHNOLOGIES CO., LTD GW6000-SBP-20 | 28.672 |  |  | Techplus Control System | GRE-U-P4880-1 | 7 | GOODWE TECHNOLOGIES CO., LTD | GW6000-SBP-20 | GREENTEK | 2025-11-24
2023-03-07 | HBS4889 | Techplus Control System GRE-U-P4880-1(x8) w/ GOODWE TECHNOLOGIES CO., LTD GW6000-SBP-20 | 32.768 |  |  | Techplus Control System | GRE-U-P4880-1 | 8 | GOODWE TECHNOLOGIES CO., LTD | GW6000-SBP-20 | GREENTEK | 2025-11-24
2023-03-07 | HBS4891 | Techplus Control System GRE-U-P4880-1(x2) w/ GOODWE TECHNOLOGIES CO., LTD GW3000-ES-20 | 8.192 |  |  | Techplus Control System | GRE-U-P4880-1 | 2 | GOODWE TECHNOLOGIES CO., LTD | GW3000-ES-20 | GREENTEK | 2026-01-10
2023-03-07 | HBS4892 | Techplus Control System GRE-U-P4880-1(x3) w/ GOODWE TECHNOLOGIES CO., LTD GW3000-ES-20 | 12.288 |  |  | Techplus Control System | GRE-U-P4880-1 | 3 | GOODWE TECHNOLOGIES CO., LTD | GW3000-ES-20 | GREENTEK | 2026-01-10
2023-03-07 | HBS4893 | Techplus Control System GRE-U-P4880-1(x4) w/ GOODWE TECHNOLOGIES CO., LTD GW3000-ES-20 | 16.384 |  |  | Techplus Control System | GRE-U-P4880-1 | 4 | GOODWE TECHNOLOGIES CO., LTD | GW3000-ES-20 | GREENTEK | 2026-01-10
2023-03-07 | HBS4894 | Techplus Control System GRE-U-P4880-1(x5) w/ GOODWE TECHNOLOGIES CO., LTD GW3000-ES-20 | 20.48 |  |  | Techplus Control System | GRE-U-P4880-1 | 5 | GOODWE TECHNOLOGIES CO., LTD | GW3000-ES-20 | GREENTEK | 2026-01-10
2023-03-07 | HBS4895 | Techplus Control System GRE-U-P4880-1(x6) w/ GOODWE TECHNOLOGIES CO., LTD GW3000-ES-20 | 24.576 |  |  | Techplus Control System | GRE-U-P4880-1 | 6 | GOODWE TECHNOLOGIES CO., LTD | GW3000-ES-20 | GREENTEK | 2026-01-10
2023-03-07 | HBS4896 | Techplus Control System GRE-U-P4880-1(x7) w/ GOODWE TECHNOLOGIES CO., LTD GW3000-ES-20 | 28.672 |  |  | Techplus Control System | GRE-U-P4880-1 | 7 | GOODWE TECHNOLOGIES CO., LTD | GW3000-ES-20 | GREENTEK | 2026-01-10
2023-03-07 | HBS4897 | Techplus Control System GRE-U-P4880-1(x8) w/ GOODWE TECHNOLOGIES CO., LTD GW3000-ES-20 | 32.768 |  |  | Techplus Control System | GRE-U-P4880-1 | 8 | GOODWE TECHNOLOGIES CO., LTD | GW3000-ES-20 | GREENTEK | 2026-01-10
2023-03-07 | HBS4899 | Techplus Control System GRE-U-P4880-1(x2) w/ GOODWE TECHNOLOGIES CO., LTD GW3600-ES-20 | 8.192 |  |  | Techplus Control System | GRE-U-P4880-1 | 2 | GOODWE TECHNOLOGIES CO., LTD | GW3600-ES-20 | GREENTEK | 2026-01-10
2023-03-07 | HBS4900 | Techplus Control System GRE-U-P4880-1(x3) w/ GOODWE TECHNOLOGIES CO., LTD GW3600-ES-20 | 12.288 |  |  | Techplus Control System | GRE-U-P4880-1 | 3 | GOODWE TECHNOLOGIES CO., LTD | GW3600-ES-20 | GREENTEK | 2026-01-10
2023-03-07 | HBS4901 | Techplus Control System GRE-U-P4880-1(x4) w/ GOODWE TECHNOLOGIES CO., LTD GW3600-ES-20 | 16.384 |  |  | Techplus Control System | GRE-U-P4880-1 | 4 | GOODWE TECHNOLOGIES CO., LTD | GW3600-ES-20 | GREENTEK | 2026-01-10
2023-03-07 | HBS4902 | Techplus Control System GRE-U-P4880-1(x5) w/ GOODWE TECHNOLOGIES CO., LTD GW3600-ES-20 | 20.48 |  |  | Techplus Control System | GRE-U-P4880-1 | 5 | GOODWE TECHNOLOGIES CO., LTD | GW3600-ES-20 | GREENTEK | 2026-01-10
2023-03-07 | HBS4903 | Techplus Control System GRE-U-P4880-1(x6) w/ GOODWE TECHNOLOGIES CO., LTD GW3600-ES-20 | 24.576 |  |  | Techplus Control System | GRE-U-P4880-1 | 6 | GOODWE TECHNOLOGIES CO., LTD | GW3600-ES-20 | GREENTEK | 2026-01-10
2023-03-07 | HBS4904 | Techplus Control System GRE-U-P4880-1(x7) w/ GOODWE TECHNOLOGIES CO., LTD GW3600-ES-20 | 28.672 |  |  | Techplus Control System | GRE-U-P4880-1 | 7 | GOODWE TECHNOLOGIES CO., LTD | GW3600-ES-20 | GREENTEK | 2026-01-10
2023-03-07 | HBS4905 | Techplus Control System GRE-U-P4880-1(x8) w/ GOODWE TECHNOLOGIES CO., LTD GW3600-ES-20 | 32.768 |  |  | Techplus Control System | GRE-U-P4880-1 | 8 | GOODWE TECHNOLOGIES CO., LTD | GW3600-ES-20 | GREENTEK | 2026-01-10
2023-03-07 | HBS4907 | Techplus Control System GRE-U-P4880-1(x2) w/ GOODWE TECHNOLOGIES CO., LTD GW3600M-ES-20 | 8.192 |  |  | Techplus Control System | GRE-U-P4880-1 | 2 | GOODWE TECHNOLOGIES CO., LTD | GW3600M-ES-20 | GREENTEK | 2026-01-10
2023-03-07 | HBS4908 | Techplus Control System GRE-U-P4880-1(x3) w/ GOODWE TECHNOLOGIES CO., LTD GW3600M-ES-20 | 12.288 |  |  | Techplus Control System | GRE-U-P4880-1 | 3 | GOODWE TECHNOLOGIES CO., LTD | GW3600M-ES-20 | GREENTEK | 2026-01-10
2023-03-07 | HBS4909 | Techplus Control System GRE-U-P4880-1(x4) w/ GOODWE TECHNOLOGIES CO., LTD GW3600M-ES-20 | 16.384 |  |  | Techplus Control System | GRE-U-P4880-1 | 4 | GOODWE TECHNOLOGIES CO., LTD | GW3600M-ES-20 | GREENTEK | 2026-01-10
2023-03-07 | HBS4910 | Techplus Control System GRE-U-P4880-1(x5) w/ GOODWE TECHNOLOGIES CO., LTD GW3600M-ES-20 | 20.48 |  |  | Techplus Control System | GRE-U-P4880-1 | 5 | GOODWE TECHNOLOGIES CO., LTD | GW3600M-ES-20 | GREENTEK | 2026-01-10
2023-03-07 | HBS4911 | Techplus Control System GRE-U-P4880-1(x6) w/ GOODWE TECHNOLOGIES CO., LTD GW3600M-ES-20 | 24.576 |  |  | Techplus Control System | GRE-U-P4880-1 | 6 | GOODWE TECHNOLOGIES CO., LTD | GW3600M-ES-20 | GREENTEK | 2026-01-10
2023-03-07 | HBS4912 | Techplus Control System GRE-U-P4880-1(x7) w/ GOODWE TECHNOLOGIES CO., LTD GW3600M-ES-20 | 28.672 |  |  | Techplus Control System | GRE-U-P4880-1 | 7 | GOODWE TECHNOLOGIES CO., LTD | GW3600M-ES-20 | GREENTEK | 2026-01-10
2023-03-07 | HBS4913 | Techplus Control System GRE-U-P4880-1(x8) w/ GOODWE TECHNOLOGIES CO., LTD GW3600M-ES-20 | 32.768 |  |  | Techplus Control System | GRE-U-P4880-1 | 8 | GOODWE TECHNOLOGIES CO., LTD | GW3600M-ES-20 | GREENTEK | 2026-01-10
2023-03-07 | HBS4915 | Techplus Control System GRE-U-P4880-1(x2) w/ GOODWE TECHNOLOGIES CO., LTD GW5000-ES-20 | 8.192 |  |  | Techplus Control System | GRE-U-P4880-1 | 2 | GOODWE TECHNOLOGIES CO., LTD | GW5000-ES-20 | GREENTEK | 2026-01-10
2023-03-07 | HBS4916 | Techplus Control System GRE-U-P4880-1(x3) w/ GOODWE TECHNOLOGIES CO., LTD GW5000-ES-20 | 12.288 |  |  | Techplus Control System | GRE-U-P4880-1 | 3 | GOODWE TECHNOLOGIES CO., LTD | GW5000-ES-20 | GREENTEK | 2026-01-10
2023-03-07 | HBS4917 | Techplus Control System GRE-U-P4880-1(x4) w/ GOODWE TECHNOLOGIES CO., LTD GW5000-ES-20 | 16.384 |  |  | Techplus Control System | GRE-U-P4880-1 | 4 | GOODWE TECHNOLOGIES CO., LTD | GW5000-ES-20 | GREENTEK | 2026-01-10
2023-03-07 | HBS4918 | Techplus Control System GRE-U-P4880-1(x5) w/ GOODWE TECHNOLOGIES CO., LTD GW5000-ES-20 | 20.48 |  |  | Techplus Control System | GRE-U-P4880-1 | 5 | GOODWE TECHNOLOGIES CO., LTD | GW5000-ES-20 | GREENTEK | 2026-01-10
2023-03-07 | HBS4919 | Techplus Control System GRE-U-P4880-1(x6) w/ GOODWE TECHNOLOGIES CO., LTD GW5000-ES-20 | 24.576 |  |  | Techplus Control System | GRE-U-P4880-1 | 6 | GOODWE TECHNOLOGIES CO., LTD | GW5000-ES-20 | GREENTEK | 2026-01-10
2023-03-07 | HBS4920 | Techplus Control System GRE-U-P4880-1(x7) w/ GOODWE TECHNOLOGIES CO., LTD GW5000-ES-20 | 28.672 |  |  | Techplus Control System | GRE-U-P4880-1 | 7 | GOODWE TECHNOLOGIES CO., LTD | GW5000-ES-20 | GREENTEK | 2026-01-10
2023-03-07 | HBS4921 | Techplus Control System GRE-U-P4880-1(x8) w/ GOODWE TECHNOLOGIES CO., LTD GW5000-ES-20 | 32.768 |  |  | Techplus Control System | GRE-U-P4880-1 | 8 | GOODWE TECHNOLOGIES CO., LTD | GW5000-ES-20 | GREENTEK | 2026-01-10
2023-03-07 | HBS4923 | Techplus Control System GRE-U-P4880-1(x2) w/ GOODWE TECHNOLOGIES CO., LTD GW5000M-ES-20 | 8.192 |  |  | Techplus Control System | GRE-U-P4880-1 | 2 | GOODWE TECHNOLOGIES CO., LTD | GW5000M-ES-20 | GREENTEK | 2026-01-10
2023-03-07 | HBS4924 | Techplus Control System GRE-U-P4880-1(x3) w/ GOODWE TECHNOLOGIES CO., LTD GW5000M-ES-20 | 12.288 |  |  | Techplus Control System | GRE-U-P4880-1 | 3 | GOODWE TECHNOLOGIES CO., LTD | GW5000M-ES-20 | GREENTEK | 2026-01-10
2023-03-07 | HBS4925 | Techplus Control System GRE-U-P4880-1(x4) w/ GOODWE TECHNOLOGIES CO., LTD GW5000M-ES-20 | 16.384 |  |  | Techplus Control System | GRE-U-P4880-1 | 4 | GOODWE TECHNOLOGIES CO., LTD | GW5000M-ES-20 | GREENTEK | 2026-01-10
2023-03-07 | HBS4926 | Techplus Control System GRE-U-P4880-1(x5) w/ GOODWE TECHNOLOGIES CO., LTD GW5000M-ES-20 | 20.48 |  |  | Techplus Control System | GRE-U-P4880-1 | 5 | GOODWE TECHNOLOGIES CO., LTD | GW5000M-ES-20 | GREENTEK | 2026-01-10
2023-03-07 | HBS4927 | Techplus Control System GRE-U-P4880-1(x6) w/ GOODWE TECHNOLOGIES CO., LTD GW5000M-ES-20 | 24.576 |  |  | Techplus Control System | GRE-U-P4880-1 | 6 | GOODWE TECHNOLOGIES CO., LTD | GW5000M-ES-20 | GREENTEK | 2026-01-10
2023-03-07 | HBS4928 | Techplus Control System GRE-U-P4880-1(x7) w/ GOODWE TECHNOLOGIES CO., LTD GW5000M-ES-20 | 28.672 |  |  | Techplus Control System | GRE-U-P4880-1 | 7 | GOODWE TECHNOLOGIES CO., LTD | GW5000M-ES-20 | GREENTEK | 2026-01-10
2023-03-07 | HBS4929 | Techplus Control System GRE-U-P4880-1(x8) w/ GOODWE TECHNOLOGIES CO., LTD GW5000M-ES-20 | 32.768 |  |  | Techplus Control System | GRE-U-P4880-1 | 8 | GOODWE TECHNOLOGIES CO., LTD | GW5000M-ES-20 | GREENTEK | 2026-01-10
2023-03-07 | HBS4931 | Techplus Control System GRE-U-P4880-1(x2) w/ GOODWE TECHNOLOGIES CO., LTD GW6000-ES-20 | 8.192 |  |  | Techplus Control System | GRE-U-P4880-1 | 2 | GOODWE TECHNOLOGIES CO., LTD | GW6000-ES-20 | GREENTEK | 2026-01-10
2023-03-07 | HBS4932 | Techplus Control System GRE-U-P4880-1(x3) w/ GOODWE TECHNOLOGIES CO., LTD GW6000-ES-20 | 12.288 |  |  | Techplus Control System | GRE-U-P4880-1 | 3 | GOODWE TECHNOLOGIES CO., LTD | GW6000-ES-20 | GREENTEK | 2026-01-10
2023-03-07 | HBS4933 | Techplus Control System GRE-U-P4880-1(x4) w/ GOODWE TECHNOLOGIES CO., LTD GW6000-ES-20 | 16.384 |  |  | Techplus Control System | GRE-U-P4880-1 | 4 | GOODWE TECHNOLOGIES CO., LTD | GW6000-ES-20 | GREENTEK | 2026-01-10
2023-03-07 | HBS4934 | Techplus Control System GRE-U-P4880-1(x5) w/ GOODWE TECHNOLOGIES CO., LTD GW6000-ES-20 | 20.48 |  |  | Techplus Control System | GRE-U-P4880-1 | 5 | GOODWE TECHNOLOGIES CO., LTD | GW6000-ES-20 | GREENTEK | 2026-01-10
2023-03-07 | HBS4935 | Techplus Control System GRE-U-P4880-1(x6) w/ GOODWE TECHNOLOGIES CO., LTD GW6000-ES-20 | 24.576 |  |  | Techplus Control System | GRE-U-P4880-1 | 6 | GOODWE TECHNOLOGIES CO., LTD | GW6000-ES-20 | GREENTEK | 2026-01-10
2023-03-07 | HBS4936 | Techplus Control System GRE-U-P4880-1(x7) w/ GOODWE TECHNOLOGIES CO., LTD GW6000-ES-20 | 28.672 |  |  | Techplus Control System | GRE-U-P4880-1 | 7 | GOODWE TECHNOLOGIES CO., LTD | GW6000-ES-20 | GREENTEK | 2026-01-10
2023-03-07 | HBS4937 | Techplus Control System GRE-U-P4880-1(x8) w/ GOODWE TECHNOLOGIES CO., LTD GW6000-ES-20 | 32.768 |  |  | Techplus Control System | GRE-U-P4880-1 | 8 | GOODWE TECHNOLOGIES CO., LTD | GW6000-ES-20 | GREENTEK | 2026-01-10
2023-03-07 | HBS4939 | Techplus Control System GRE-U-P4880-1(x2) w/ GOODWE TECHNOLOGIES CO., LTD GW6000M-ES-20 | 8.192 |  |  | Techplus Control System | GRE-U-P4880-1 | 2 | GOODWE TECHNOLOGIES CO., LTD | GW6000M-ES-20 | GREENTEK | 2026-01-10
2023-03-07 | HBS4940 | Techplus Control System GRE-U-P4880-1(x3) w/ GOODWE TECHNOLOGIES CO., LTD GW6000M-ES-20 | 12.288 |  |  | Techplus Control System | GRE-U-P4880-1 | 3 | GOODWE TECHNOLOGIES CO., LTD | GW6000M-ES-20 | GREENTEK | 2026-01-10
2023-03-07 | HBS4941 | Techplus Control System GRE-U-P4880-1(x4) w/ GOODWE TECHNOLOGIES CO., LTD GW6000M-ES-20 | 16.384 |  |  | Techplus Control System | GRE-U-P4880-1 | 4 | GOODWE TECHNOLOGIES CO., LTD | GW6000M-ES-20 | GREENTEK | 2026-01-10
2023-03-07 | HBS4942 | Techplus Control System GRE-U-P4880-1(x5) w/ GOODWE TECHNOLOGIES CO., LTD GW6000M-ES-20 | 20.48 |  |  | Techplus Control System | GRE-U-P4880-1 | 5 | GOODWE TECHNOLOGIES CO., LTD | GW6000M-ES-20 | GREENTEK | 2026-01-10
2023-03-07 | HBS4943 | Techplus Control System GRE-U-P4880-1(x6) w/ GOODWE TECHNOLOGIES CO., LTD GW6000M-ES-20 | 24.576 |  |  | Techplus Control System | GRE-U-P4880-1 | 6 | GOODWE TECHNOLOGIES CO., LTD | GW6000M-ES-20 | GREENTEK | 2026-01-10
2023-03-07 | HBS4944 | Techplus Control System GRE-U-P4880-1(x7) w/ GOODWE TECHNOLOGIES CO., LTD GW6000M-ES-20 | 28.672 |  |  | Techplus Control System | GRE-U-P4880-1 | 7 | GOODWE TECHNOLOGIES CO., LTD | GW6000M-ES-20 | GREENTEK | 2026-01-10
2023-03-07 | HBS4945 | Techplus Control System GRE-U-P4880-1(x8) w/ GOODWE TECHNOLOGIES CO., LTD GW6000M-ES-20 | 32.768 |  |  | Techplus Control System | GRE-U-P4880-1 | 8 | GOODWE TECHNOLOGIES CO., LTD | GW6000M-ES-20 | GREENTEK | 2026-01-10
2023-03-07 | HBS4947 | Techplus Control System GRE-U-P4880-1 (x2) w/ Shenzhen Growatt New Energy Co Ltd Growatt SPH3000 | 8.192 |  |  | Techplus Control System | GRE-U-P4880-1 | 2 | Shenzhen Growatt New Energy Co Ltd | Growatt SPH3000 | GREENTEK | 30/08/2024
2023-03-07 | HBS4948 | Techplus Control System GRE-U-P4880-1 (x3) w/ Shenzhen Growatt New Energy Co Ltd Growatt SPH3000 | 12.288 |  |  | Techplus Control System | GRE-U-P4880-1 | 3 | Shenzhen Growatt New Energy Co Ltd | Growatt SPH3000 | GREENTEK | 30/08/2024
2023-03-07 | HBS4949 | Techplus Control System GRE-U-P4880-1 (x4) w/ Shenzhen Growatt New Energy Co Ltd Growatt SPH3000 | 16.384 |  |  | Techplus Control System | GRE-U-P4880-1 | 4 | Shenzhen Growatt New Energy Co Ltd | Growatt SPH3000 | GREENTEK | 30/08/2024
2023-03-07 | HBS4950 | Techplus Control System GRE-U-P4880-1 (x5) w/ Shenzhen Growatt New Energy Co Ltd Growatt SPH3000 | 20.48 |  |  | Techplus Control System | GRE-U-P4880-1 | 5 | Shenzhen Growatt New Energy Co Ltd | Growatt SPH3000 | GREENTEK | 30/08/2024
2023-03-07 | HBS4951 | Techplus Control System GRE-U-P4880-1 (x6) w/ Shenzhen Growatt New Energy Co Ltd Growatt SPH3000 | 24.576 |  |  | Techplus Control System | GRE-U-P4880-1 | 6 | Shenzhen Growatt New Energy Co Ltd | Growatt SPH3000 | GREENTEK | 30/08/2024
2023-03-07 | HBS4952 | Techplus Control System GRE-U-P4880-1 (x7) w/ Shenzhen Growatt New Energy Co Ltd Growatt SPH3000 | 28.672 |  |  | Techplus Control System | GRE-U-P4880-1 | 7 | Shenzhen Growatt New Energy Co Ltd | Growatt SPH3000 | GREENTEK | 30/08/2024
2023-03-07 | HBS4953 | Techplus Control System GRE-U-P4880-1 (x8) w/ Shenzhen Growatt New Energy Co Ltd Growatt SPH3000 | 32.768 |  |  | Techplus Control System | GRE-U-P4880-1 | 8 | Shenzhen Growatt New Energy Co Ltd | Growatt SPH3000 | GREENTEK | 30/08/2024
2023-03-07 | HBS4955 | Techplus Control System GRE-U-P4880-1 (x2) w/ Shenzhen Growatt New Energy Co Ltd SPH 3000TL BL-UP | 8.192 |  |  | Techplus Control System | GRE-U-P4880-1 | 2 | Shenzhen Growatt New Energy Co Ltd | SPH 3000TL BL-UP | GREENTEK | 2027-06-25
2023-03-07 | HBS4956 | Techplus Control System GRE-U-P4880-1 (x3) w/ Shenzhen Growatt New Energy Co Ltd SPH 3000TL BL-UP | 12.288 |  |  | Techplus Control System | GRE-U-P4880-1 | 3 | Shenzhen Growatt New Energy Co Ltd | SPH 3000TL BL-UP | GREENTEK | 2027-06-25
2023-03-07 | HBS4957 | Techplus Control System GRE-U-P4880-1 (x4) w/ Shenzhen Growatt New Energy Co Ltd SPH 3000TL BL-UP | 16.384 |  |  | Techplus Control System | GRE-U-P4880-1 | 4 | Shenzhen Growatt New Energy Co Ltd | SPH 3000TL BL-UP | GREENTEK | 2027-06-25
2023-03-07 | HBS4958 | Techplus Control System GRE-U-P4880-1 (x5) w/ Shenzhen Growatt New Energy Co Ltd SPH 3000TL BL-UP | 20.48 |  |  | Techplus Control System | GRE-U-P4880-1 | 5 | Shenzhen Growatt New Energy Co Ltd | SPH 3000TL BL-UP | GREENTEK | 2027-06-25
2023-03-07 | HBS4959 | Techplus Control System GRE-U-P4880-1 (x6) w/ Shenzhen Growatt New Energy Co Ltd SPH 3000TL BL-UP | 24.576 |  |  | Techplus Control System | GRE-U-P4880-1 | 6 | Shenzhen Growatt New Energy Co Ltd | SPH 3000TL BL-UP | GREENTEK | 2027-06-25
2023-03-07 | HBS4960 | Techplus Control System GRE-U-P4880-1 (x7) w/ Shenzhen Growatt New Energy Co Ltd SPH 3000TL BL-UP | 28.672 |  |  | Techplus Control System | GRE-U-P4880-1 | 7 | Shenzhen Growatt New Energy Co Ltd | SPH 3000TL BL-UP | GREENTEK | 2027-06-25
2023-03-07 | HBS4961 | Techplus Control System GRE-U-P4880-1 (x8) w/ Shenzhen Growatt New Energy Co Ltd SPH 3000TL BL-UP | 32.768 |  |  | Techplus Control System | GRE-U-P4880-1 | 8 | Shenzhen Growatt New Energy Co Ltd | SPH 3000TL BL-UP | GREENTEK | 2027-06-25
2023-03-07 | HBS4963 | Techplus Control System GRE-U-P4880-1 (x2) w/ Shenzhen Growatt New Energy Co Ltd SPH 3600TL BL-UP | 8.192 |  |  | Techplus Control System | GRE-U-P4880-1 | 2 | Shenzhen Growatt New Energy Co Ltd | SPH 3600TL BL-UP | GREENTEK | 2027-06-25
2023-03-07 | HBS4964 | Techplus Control System GRE-U-P4880-1 (x3) w/ Shenzhen Growatt New Energy Co Ltd SPH 3600TL BL-UP | 12.288 |  |  | Techplus Control System | GRE-U-P4880-1 | 3 | Shenzhen Growatt New Energy Co Ltd | SPH 3600TL BL-UP | GREENTEK | 2027-06-25
2023-03-07 | HBS4965 | Techplus Control System GRE-U-P4880-1 (x4) w/ Shenzhen Growatt New Energy Co Ltd SPH 3600TL BL-UP | 16.384 |  |  | Techplus Control System | GRE-U-P4880-1 | 4 | Shenzhen Growatt New Energy Co Ltd | SPH 3600TL BL-UP | GREENTEK | 2027-06-25
2023-03-07 | HBS4966 | Techplus Control System GRE-U-P4880-1 (x5) w/ Shenzhen Growatt New Energy Co Ltd SPH 3600TL BL-UP | 20.48 |  |  | Techplus Control System | GRE-U-P4880-1 | 5 | Shenzhen Growatt New Energy Co Ltd | SPH 3600TL BL-UP | GREENTEK | 2027-06-25
2023-03-07 | HBS4967 | Techplus Control System GRE-U-P4880-1 (x6) w/ Shenzhen Growatt New Energy Co Ltd SPH 3600TL BL-UP | 24.576 |  |  | Techplus Control System | GRE-U-P4880-1 | 6 | Shenzhen Growatt New Energy Co Ltd | SPH 3600TL BL-UP | GREENTEK | 2027-06-25
2023-03-07 | HBS4968 | Techplus Control System GRE-U-P4880-1 (x7) w/ Shenzhen Growatt New Energy Co Ltd SPH 3600TL BL-UP | 28.672 |  |  | Techplus Control System | GRE-U-P4880-1 | 7 | Shenzhen Growatt New Energy Co Ltd | SPH 3600TL BL-UP | GREENTEK | 2027-06-25
2023-03-07 | HBS4969 | Techplus Control System GRE-U-P4880-1 (x8) w/ Shenzhen Growatt New Energy Co Ltd SPH 3600TL BL-UP | 32.768 |  |  | Techplus Control System | GRE-U-P4880-1 | 8 | Shenzhen Growatt New Energy Co Ltd | SPH 3600TL BL-UP | GREENTEK | 2027-06-25
2023-03-07 | HBS4971 | Techplus Control System GRE-U-P4880-1 (x2) w/ Shenzhen Growatt New Energy Co Ltd Growatt SPH4000 | 8.192 |  |  | Techplus Control System | GRE-U-P4880-1 | 2 | Shenzhen Growatt New Energy Co Ltd | Growatt SPH4000 | GREENTEK | 30/08/2024
2023-03-07 | HBS4972 | Techplus Control System GRE-U-P4880-1 (x3) w/ Shenzhen Growatt New Energy Co Ltd Growatt SPH4000 | 12.288 |  |  | Techplus Control System | GRE-U-P4880-1 | 3 | Shenzhen Growatt New Energy Co Ltd | Growatt SPH4000 | GREENTEK | 30/08/2024
2023-03-07 | HBS4973 | Techplus Control System GRE-U-P4880-1 (x4) w/ Shenzhen Growatt New Energy Co Ltd Growatt SPH4000 | 16.384 |  |  | Techplus Control System | GRE-U-P4880-1 | 4 | Shenzhen Growatt New Energy Co Ltd | Growatt SPH4000 | GREENTEK | 30/08/2024
2023-03-07 | HBS4974 | Techplus Control System GRE-U-P4880-1 (x5) w/ Shenzhen Growatt New Energy Co Ltd Growatt SPH4000 | 20.48 |  |  | Techplus Control System | GRE-U-P4880-1 | 5 | Shenzhen Growatt New Energy Co Ltd | Growatt SPH4000 | GREENTEK | 30/08/2024
2023-03-07 | HBS4975 | Techplus Control System GRE-U-P4880-1 (x6) w/ Shenzhen Growatt New Energy Co Ltd Growatt SPH4000 | 24.576 |  |  | Techplus Control System | GRE-U-P4880-1 | 6 | Shenzhen Growatt New Energy Co Ltd | Growatt SPH4000 | GREENTEK | 30/08/2024
2023-03-07 | HBS4976 | Techplus Control System GRE-U-P4880-1 (x7) w/ Shenzhen Growatt New Energy Co Ltd Growatt SPH4000 | 28.672 |  |  | Techplus Control System | GRE-U-P4880-1 | 7 | Shenzhen Growatt New Energy Co Ltd | Growatt SPH4000 | GREENTEK | 30/08/2024
2023-03-07 | HBS4977 | Techplus Control System GRE-U-P4880-1 (x8) w/ Shenzhen Growatt New Energy Co Ltd Growatt SPH4000 | 32.768 |  |  | Techplus Control System | GRE-U-P4880-1 | 8 | Shenzhen Growatt New Energy Co Ltd | Growatt SPH4000 | GREENTEK | 30/08/2024
2023-03-07 | HBS4979 | Techplus Control System GRE-U-P4880-1 (x2) w/ Shenzhen Growatt New Energy Co Ltd SPH 4000TL BL-UP | 8.192 |  |  | Techplus Control System | GRE-U-P4880-1 | 2 | Shenzhen Growatt New Energy Co Ltd | SPH 4000TL BL-UP | GREENTEK | 2027-06-25
2023-03-07 | HBS4980 | Techplus Control System GRE-U-P4880-1 (x3) w/ Shenzhen Growatt New Energy Co Ltd SPH 4000TL BL-UP | 12.288 |  |  | Techplus Control System | GRE-U-P4880-1 | 3 | Shenzhen Growatt New Energy Co Ltd | SPH 4000TL BL-UP | GREENTEK | 2027-06-25
2023-03-07 | HBS4981 | Techplus Control System GRE-U-P4880-1 (x4) w/ Shenzhen Growatt New Energy Co Ltd SPH 4000TL BL-UP | 16.384 |  |  | Techplus Control System | GRE-U-P4880-1 | 4 | Shenzhen Growatt New Energy Co Ltd | SPH 4000TL BL-UP | GREENTEK | 2027-06-25
2023-03-07 | HBS4982 | Techplus Control System GRE-U-P4880-1 (x5) w/ Shenzhen Growatt New Energy Co Ltd SPH 4000TL BL-UP | 20.48 |  |  | Techplus Control System | GRE-U-P4880-1 | 5 | Shenzhen Growatt New Energy Co Ltd | SPH 4000TL BL-UP | GREENTEK | 2027-06-25
2023-03-07 | HBS4983 | Techplus Control System GRE-U-P4880-1 (x6) w/ Shenzhen Growatt New Energy Co Ltd SPH 4000TL BL-UP | 24.576 |  |  | Techplus Control System | GRE-U-P4880-1 | 6 | Shenzhen Growatt New Energy Co Ltd | SPH 4000TL BL-UP | GREENTEK | 2027-06-25
2023-03-07 | HBS4984 | Techplus Control System GRE-U-P4880-1 (x7) w/ Shenzhen Growatt New Energy Co Ltd SPH 4000TL BL-UP | 28.672 |  |  | Techplus Control System | GRE-U-P4880-1 | 7 | Shenzhen Growatt New Energy Co Ltd | SPH 4000TL BL-UP | GREENTEK | 2027-06-25
2023-03-07 | HBS4985 | Techplus Control System GRE-U-P4880-1 (x8) w/ Shenzhen Growatt New Energy Co Ltd SPH 4000TL BL-UP | 32.768 |  |  | Techplus Control System | GRE-U-P4880-1 | 8 | Shenzhen Growatt New Energy Co Ltd | SPH 4000TL BL-UP | GREENTEK | 2027-06-25
2023-03-07 | HBS4987 | Techplus Control System GRE-U-P4880-1 (x2) w/ Shenzhen Growatt New Energy Co Ltd SPH 4600TL BL-UP | 8.192 |  |  | Techplus Control System | GRE-U-P4880-1 | 2 | Shenzhen Growatt New Energy Co Ltd | SPH 4600TL BL-UP | GREENTEK | 2027-06-25
2023-03-07 | HBS4988 | Techplus Control System GRE-U-P4880-1 (x3) w/ Shenzhen Growatt New Energy Co Ltd SPH 4600TL BL-UP | 12.288 |  |  | Techplus Control System | GRE-U-P4880-1 | 3 | Shenzhen Growatt New Energy Co Ltd | SPH 4600TL BL-UP | GREENTEK | 2027-06-25
2023-03-07 | HBS4989 | Techplus Control System GRE-U-P4880-1 (x4) w/ Shenzhen Growatt New Energy Co Ltd SPH 4600TL BL-UP | 16.384 |  |  | Techplus Control System | GRE-U-P4880-1 | 4 | Shenzhen Growatt New Energy Co Ltd | SPH 4600TL BL-UP | GREENTEK | 2027-06-25
2023-03-07 | HBS4990 | Techplus Control System GRE-U-P4880-1 (x5) w/ Shenzhen Growatt New Energy Co Ltd SPH 4600TL BL-UP | 20.48 |  |  | Techplus Control System | GRE-U-P4880-1 | 5 | Shenzhen Growatt New Energy Co Ltd | SPH 4600TL BL-UP | GREENTEK | 2027-06-25
2023-03-07 | HBS4991 | Techplus Control System GRE-U-P4880-1 (x6) w/ Shenzhen Growatt New Energy Co Ltd SPH 4600TL BL-UP | 24.576 |  |  | Techplus Control System | GRE-U-P4880-1 | 6 | Shenzhen Growatt New Energy Co Ltd | SPH 4600TL BL-UP | GREENTEK | 2027-06-25
2023-03-07 | HBS4992 | Techplus Control System GRE-U-P4880-1 (x7) w/ Shenzhen Growatt New Energy Co Ltd SPH 4600TL BL-UP | 28.672 |  |  | Techplus Control System | GRE-U-P4880-1 | 7 | Shenzhen Growatt New Energy Co Ltd | SPH 4600TL BL-UP | GREENTEK | 2027-06-25
2023-03-07 | HBS4993 | Techplus Control System GRE-U-P4880-1 (x8) w/ Shenzhen Growatt New Energy Co Ltd SPH 4600TL BL-UP | 32.768 |  |  | Techplus Control System | GRE-U-P4880-1 | 8 | Shenzhen Growatt New Energy Co Ltd | SPH 4600TL BL-UP | GREENTEK | 2027-06-25
2023-03-07 | HBS4995 | Techplus Control System GRE-U-P4880-1 (x2) w/ Shenzhen Growatt New Energy Co Ltd Growatt SPH5000 | 8.192 |  |  | Techplus Control System | GRE-U-P4880-1 | 2 | Shenzhen Growatt New Energy Co Ltd | Growatt SPH5000 | GREENTEK | 30/08/2024
2023-03-07 | HBS4996 | Techplus Control System GRE-U-P4880-1 (x3) w/ Shenzhen Growatt New Energy Co Ltd Growatt SPH5000 | 12.288 |  |  | Techplus Control System | GRE-U-P4880-1 | 3 | Shenzhen Growatt New Energy Co Ltd | Growatt SPH5000 | GREENTEK | 30/08/2024
2023-03-07 | HBS4997 | Techplus Control System GRE-U-P4880-1 (x4) w/ Shenzhen Growatt New Energy Co Ltd Growatt SPH5000 | 16.384 |  |  | Techplus Control System | GRE-U-P4880-1 | 4 | Shenzhen Growatt New Energy Co Ltd | Growatt SPH5000 | GREENTEK | 30/08/2024
2023-03-07 | HBS4998 | Techplus Control System GRE-U-P4880-1 (x5) w/ Shenzhen Growatt New Energy Co Ltd Growatt SPH5000 | 20.48 |  |  | Techplus Control System | GRE-U-P4880-1 | 5 | Shenzhen Growatt New Energy Co Ltd | Growatt SPH5000 | GREENTEK | 30/08/2024
2023-03-07 | HBS4999 | Techplus Control System GRE-U-P4880-1 (x6) w/ Shenzhen Growatt New Energy Co Ltd Growatt SPH5000 | 24.576 |  |  | Techplus Control System | GRE-U-P4880-1 | 6 | Shenzhen Growatt New Energy Co Ltd | Growatt SPH5000 | GREENTEK | 30/08/2024
2023-03-07 | HBS5000 | Techplus Control System GRE-U-P4880-1 (x7) w/ Shenzhen Growatt New Energy Co Ltd Growatt SPH5000 | 28.672 |  |  | Techplus Control System | GRE-U-P4880-1 | 7 | Shenzhen Growatt New Energy Co Ltd | Growatt SPH5000 | GREENTEK | 30/08/2024
2023-03-07 | HBS5001 | Techplus Control System GRE-U-P4880-1 (x8) w/ Shenzhen Growatt New Energy Co Ltd Growatt SPH5000 | 32.768 |  |  | Techplus Control System | GRE-U-P4880-1 | 8 | Shenzhen Growatt New Energy Co Ltd | Growatt SPH5000 | GREENTEK | 30/08/2024
2023-03-07 | HBS5003 | Techplus Control System GRE-U-P4880-1 (x2) w/ Shenzhen Growatt New Energy Co Ltd SPH 5000TL BL-UP | 8.192 |  |  | Techplus Control System | GRE-U-P4880-1 | 2 | Shenzhen Growatt New Energy Co Ltd | SPH 5000TL BL-UP | GREENTEK | 2027-06-25
2023-03-07 | HBS5004 | Techplus Control System GRE-U-P4880-1 (x3) w/ Shenzhen Growatt New Energy Co Ltd SPH 5000TL BL-UP | 12.288 |  |  | Techplus Control System | GRE-U-P4880-1 | 3 | Shenzhen Growatt New Energy Co Ltd | SPH 5000TL BL-UP | GREENTEK | 2027-06-25
2023-03-07 | HBS5005 | Techplus Control System GRE-U-P4880-1 (x4) w/ Shenzhen Growatt New Energy Co Ltd SPH 5000TL BL-UP | 16.384 |  |  | Techplus Control System | GRE-U-P4880-1 | 4 | Shenzhen Growatt New Energy Co Ltd | SPH 5000TL BL-UP | GREENTEK | 2027-06-25
2023-03-07 | HBS5006 | Techplus Control System GRE-U-P4880-1 (x5) w/ Shenzhen Growatt New Energy Co Ltd SPH 5000TL BL-UP | 20.48 |  |  | Techplus Control System | GRE-U-P4880-1 | 5 | Shenzhen Growatt New Energy Co Ltd | SPH 5000TL BL-UP | GREENTEK | 2027-06-25
2023-03-07 | HBS5007 | Techplus Control System GRE-U-P4880-1 (x6) w/ Shenzhen Growatt New Energy Co Ltd SPH 5000TL BL-UP | 24.576 |  |  | Techplus Control System | GRE-U-P4880-1 | 6 | Shenzhen Growatt New Energy Co Ltd | SPH 5000TL BL-UP | GREENTEK | 2027-06-25
2023-03-07 | HBS5008 | Techplus Control System GRE-U-P4880-1 (x7) w/ Shenzhen Growatt New Energy Co Ltd SPH 5000TL BL-UP | 28.672 |  |  | Techplus Control System | GRE-U-P4880-1 | 7 | Shenzhen Growatt New Energy Co Ltd | SPH 5000TL BL-UP | GREENTEK | 2027-06-25
2023-03-07 | HBS5009 | Techplus Control System GRE-U-P4880-1 (x8) w/ Shenzhen Growatt New Energy Co Ltd SPH 5000TL BL-UP | 32.768 |  |  | Techplus Control System | GRE-U-P4880-1 | 8 | Shenzhen Growatt New Energy Co Ltd | SPH 5000TL BL-UP | GREENTEK | 2027-06-25
2023-03-07 | HBS5011 | Techplus Control System GRE-U-P4880-1 (x2) w/ Shenzhen Growatt New Energy Co Ltd Growatt SPH6000 | 8.192 |  |  | Techplus Control System | GRE-U-P4880-1 | 2 | Shenzhen Growatt New Energy Co Ltd | Growatt SPH6000 | GREENTEK | 30/08/2024
2023-03-07 | HBS5012 | Techplus Control System GRE-U-P4880-1 (x3) w/ Shenzhen Growatt New Energy Co Ltd Growatt SPH6000 | 12.288 |  |  | Techplus Control System | GRE-U-P4880-1 | 3 | Shenzhen Growatt New Energy Co Ltd | Growatt SPH6000 | GREENTEK | 30/08/2024
2023-03-07 | HBS5013 | Techplus Control System GRE-U-P4880-1 (x4) w/ Shenzhen Growatt New Energy Co Ltd Growatt SPH6000 | 16.384 |  |  | Techplus Control System | GRE-U-P4880-1 | 4 | Shenzhen Growatt New Energy Co Ltd | Growatt SPH6000 | GREENTEK | 30/08/2024
2023-03-07 | HBS5014 | Techplus Control System GRE-U-P4880-1 (x5) w/ Shenzhen Growatt New Energy Co Ltd Growatt SPH6000 | 20.48 |  |  | Techplus Control System | GRE-U-P4880-1 | 5 | Shenzhen Growatt New Energy Co Ltd | Growatt SPH6000 | GREENTEK | 30/08/2024
2023-03-07 | HBS5015 | Techplus Control System GRE-U-P4880-1 (x6) w/ Shenzhen Growatt New Energy Co Ltd Growatt SPH6000 | 24.576 |  |  | Techplus Control System | GRE-U-P4880-1 | 6 | Shenzhen Growatt New Energy Co Ltd | Growatt SPH6000 | GREENTEK | 30/08/2024
2023-03-07 | HBS5016 | Techplus Control System GRE-U-P4880-1 (x7) w/ Shenzhen Growatt New Energy Co Ltd Growatt SPH6000 | 28.672 |  |  | Techplus Control System | GRE-U-P4880-1 | 7 | Shenzhen Growatt New Energy Co Ltd | Growatt SPH6000 | GREENTEK | 30/08/2024
2023-03-07 | HBS5017 | Techplus Control System GRE-U-P4880-1 (x8) w/ Shenzhen Growatt New Energy Co Ltd Growatt SPH6000 | 32.768 |  |  | Techplus Control System | GRE-U-P4880-1 | 8 | Shenzhen Growatt New Energy Co Ltd | Growatt SPH6000 | GREENTEK | 30/08/2024
2023-03-07 | HBS5019 | Techplus Control System GRE-U-P4880-1 (x2) w/ Shenzhen Growatt New Energy Co Ltd SPH 6000TL BL-UP | 8.192 |  |  | Techplus Control System | GRE-U-P4880-1 | 2 | Shenzhen Growatt New Energy Co Ltd | SPH 6000TL BL-UP | GREENTEK | 2027-06-25
2023-03-07 | HBS5020 | Techplus Control System GRE-U-P4880-1 (x3) w/ Shenzhen Growatt New Energy Co Ltd SPH 6000TL BL-UP | 12.288 |  |  | Techplus Control System | GRE-U-P4880-1 | 3 | Shenzhen Growatt New Energy Co Ltd | SPH 6000TL BL-UP | GREENTEK | 2027-06-25
2023-03-07 | HBS5021 | Techplus Control System GRE-U-P4880-1 (x4) w/ Shenzhen Growatt New Energy Co Ltd SPH 6000TL BL-UP | 16.384 |  |  | Techplus Control System | GRE-U-P4880-1 | 4 | Shenzhen Growatt New Energy Co Ltd | SPH 6000TL BL-UP | GREENTEK | 2027-06-25
2023-03-07 | HBS5022 | Techplus Control System GRE-U-P4880-1 (x5) w/ Shenzhen Growatt New Energy Co Ltd SPH 6000TL BL-UP | 20.48 |  |  | Techplus Control System | GRE-U-P4880-1 | 5 | Shenzhen Growatt New Energy Co Ltd | SPH 6000TL BL-UP | GREENTEK | 2027-06-25
2023-03-07 | HBS5023 | Techplus Control System GRE-U-P4880-1 (x6) w/ Shenzhen Growatt New Energy Co Ltd SPH 6000TL BL-UP | 24.576 |  |  | Techplus Control System | GRE-U-P4880-1 | 6 | Shenzhen Growatt New Energy Co Ltd | SPH 6000TL BL-UP | GREENTEK | 2027-06-25
2023-03-07 | HBS5024 | Techplus Control System GRE-U-P4880-1 (x7) w/ Shenzhen Growatt New Energy Co Ltd SPH 6000TL BL-UP | 28.672 |  |  | Techplus Control System | GRE-U-P4880-1 | 7 | Shenzhen Growatt New Energy Co Ltd | SPH 6000TL BL-UP | GREENTEK | 2027-06-25
2023-03-07 | HBS5025 | Techplus Control System GRE-U-P4880-1 (x8) w/ Shenzhen Growatt New Energy Co Ltd SPH 6000TL BL-UP | 32.768 |  |  | Techplus Control System | GRE-U-P4880-1 | 8 | Shenzhen Growatt New Energy Co Ltd | SPH 6000TL BL-UP | GREENTEK | 2027-06-25
2023-03-07 | HBS5027 | Techplus Control System GRE-U-P4880-1(x2) w/ SHENZHEN SOFAR SOLAR CO., LTD HYD 3000-EP | 8.192 |  |  | Techplus Control System | GRE-U-P4880-1 | 2 | SHENZHEN SOFAR SOLAR CO., LTD | HYD 3000-EP | GREENTEK | 2025-07-18
2023-03-07 | HBS5028 | Techplus Control System GRE-U-P4880-1(x3) w/ SHENZHEN SOFAR SOLAR CO., LTD HYD 3000-EP | 12.288 |  |  | Techplus Control System | GRE-U-P4880-1 | 3 | SHENZHEN SOFAR SOLAR CO., LTD | HYD 3000-EP | GREENTEK | 2025-07-18
2023-03-07 | HBS5029 | Techplus Control System GRE-U-P4880-1(x4) w/ SHENZHEN SOFAR SOLAR CO., LTD HYD 3000-EP | 16.384 |  |  | Techplus Control System | GRE-U-P4880-1 | 4 | SHENZHEN SOFAR SOLAR CO., LTD | HYD 3000-EP | GREENTEK | 2025-07-18
2023-03-07 | HBS5030 | Techplus Control System GRE-U-P4880-1(x5) w/ SHENZHEN SOFAR SOLAR CO., LTD HYD 3000-EP | 20.48 |  |  | Techplus Control System | GRE-U-P4880-1 | 5 | SHENZHEN SOFAR SOLAR CO., LTD | HYD 3000-EP | GREENTEK | 2025-07-18
2023-03-07 | HBS5031 | Techplus Control System GRE-U-P4880-1(x6) w/ SHENZHEN SOFAR SOLAR CO., LTD HYD 3000-EP | 24.576 |  |  | Techplus Control System | GRE-U-P4880-1 | 6 | SHENZHEN SOFAR SOLAR CO., LTD | HYD 3000-EP | GREENTEK | 2025-07-18
2023-03-07 | HBS5032 | Techplus Control System GRE-U-P4880-1(x7) w/ SHENZHEN SOFAR SOLAR CO., LTD HYD 3000-EP | 28.672 |  |  | Techplus Control System | GRE-U-P4880-1 | 7 | SHENZHEN SOFAR SOLAR CO., LTD | HYD 3000-EP | GREENTEK | 2025-07-18
2023-03-07 | HBS5033 | Techplus Control System GRE-U-P4880-1(x8) w/ SHENZHEN SOFAR SOLAR CO., LTD HYD 3000-EP | 32.768 |  |  | Techplus Control System | GRE-U-P4880-1 | 8 | SHENZHEN SOFAR SOLAR CO., LTD | HYD 3000-EP | GREENTEK | 2025-07-18
2023-03-07 | HBS5035 | Techplus Control System GRE-U-P4880-1(x2) w/ SHENZHEN SOFAR SOLAR CO., LTD HYD 3680-EP | 8.192 |  |  | Techplus Control System | GRE-U-P4880-1 | 2 | SHENZHEN SOFAR SOLAR CO., LTD | HYD 3680-EP | GREENTEK | 2025-07-18
2023-03-07 | HBS5036 | Techplus Control System GRE-U-P4880-1(x3) w/ SHENZHEN SOFAR SOLAR CO., LTD HYD 3680-EP | 12.288 |  |  | Techplus Control System | GRE-U-P4880-1 | 3 | SHENZHEN SOFAR SOLAR CO., LTD | HYD 3680-EP | GREENTEK | 2025-07-18
2023-03-07 | HBS5037 | Techplus Control System GRE-U-P4880-1(x4) w/ SHENZHEN SOFAR SOLAR CO., LTD HYD 3680-EP | 16.384 |  |  | Techplus Control System | GRE-U-P4880-1 | 4 | SHENZHEN SOFAR SOLAR CO., LTD | HYD 3680-EP | GREENTEK | 2025-07-18
2023-03-07 | HBS5038 | Techplus Control System GRE-U-P4880-1(x5) w/ SHENZHEN SOFAR SOLAR CO., LTD HYD 3680-EP | 20.48 |  |  | Techplus Control System | GRE-U-P4880-1 | 5 | SHENZHEN SOFAR SOLAR CO., LTD | HYD 3680-EP | GREENTEK | 2025-07-18
2023-03-07 | HBS5039 | Techplus Control System GRE-U-P4880-1(x6) w/ SHENZHEN SOFAR SOLAR CO., LTD HYD 3680-EP | 24.576 |  |  | Techplus Control System | GRE-U-P4880-1 | 6 | SHENZHEN SOFAR SOLAR CO., LTD | HYD 3680-EP | GREENTEK | 2025-07-18
2023-03-07 | HBS5040 | Techplus Control System GRE-U-P4880-1(x7) w/ SHENZHEN SOFAR SOLAR CO., LTD HYD 3680-EP | 28.672 |  |  | Techplus Control System | GRE-U-P4880-1 | 7 | SHENZHEN SOFAR SOLAR CO., LTD | HYD 3680-EP | GREENTEK | 2025-07-18
2023-03-07 | HBS5041 | Techplus Control System GRE-U-P4880-1(x8) w/ SHENZHEN SOFAR SOLAR CO., LTD HYD 3680-EP | 32.768 |  |  | Techplus Control System | GRE-U-P4880-1 | 8 | SHENZHEN SOFAR SOLAR CO., LTD | HYD 3680-EP | GREENTEK | 2025-07-18
2023-03-07 | HBS5043 | Techplus Control System GRE-U-P4880-1(x2) w/ SHENZHEN SOFAR SOLAR CO., LTD HYD 4000-EP | 8.192 |  |  | Techplus Control System | GRE-U-P4880-1 | 2 | SHENZHEN SOFAR SOLAR CO., LTD | HYD 4000-EP | GREENTEK | 2025-07-18
2023-03-07 | HBS5044 | Techplus Control System GRE-U-P4880-1(x3) w/ SHENZHEN SOFAR SOLAR CO., LTD HYD 4000-EP | 12.288 |  |  | Techplus Control System | GRE-U-P4880-1 | 3 | SHENZHEN SOFAR SOLAR CO., LTD | HYD 4000-EP | GREENTEK | 2025-07-18
2023-03-07 | HBS5045 | Techplus Control System GRE-U-P4880-1(x4) w/ SHENZHEN SOFAR SOLAR CO., LTD HYD 4000-EP | 16.384 |  |  | Techplus Control System | GRE-U-P4880-1 | 4 | SHENZHEN SOFAR SOLAR CO., LTD | HYD 4000-EP | GREENTEK | 2025-07-18
2023-03-07 | HBS5046 | Techplus Control System GRE-U-P4880-1(x5) w/ SHENZHEN SOFAR SOLAR CO., LTD HYD 4000-EP | 20.48 |  |  | Techplus Control System | GRE-U-P4880-1 | 5 | SHENZHEN SOFAR SOLAR CO., LTD | HYD 4000-EP | GREENTEK | 2025-07-18
2023-03-07 | HBS5047 | Techplus Control System GRE-U-P4880-1(x6) w/ SHENZHEN SOFAR SOLAR CO., LTD HYD 4000-EP | 24.576 |  |  | Techplus Control System | GRE-U-P4880-1 | 6 | SHENZHEN SOFAR SOLAR CO., LTD | HYD 4000-EP | GREENTEK | 2025-07-18
2023-03-07 | HBS5048 | Techplus Control System GRE-U-P4880-1(x7) w/ SHENZHEN SOFAR SOLAR CO., LTD HYD 4000-EP | 28.672 |  |  | Techplus Control System | GRE-U-P4880-1 | 7 | SHENZHEN SOFAR SOLAR CO., LTD | HYD 4000-EP | GREENTEK | 2025-07-18
2023-03-07 | HBS5049 | Techplus Control System GRE-U-P4880-1(x8) w/ SHENZHEN SOFAR SOLAR CO., LTD HYD 4000-EP | 32.768 |  |  | Techplus Control System | GRE-U-P4880-1 | 8 | SHENZHEN SOFAR SOLAR CO., LTD | HYD 4000-EP | GREENTEK | 2025-07-18
2023-03-07 | HBS5051 | Techplus Control System GRE-U-P4880-1(x2) w/ SHENZHEN SOFAR SOLAR CO., LTD HYD 4600-EP | 8.192 |  |  | Techplus Control System | GRE-U-P4880-1 | 2 | SHENZHEN SOFAR SOLAR CO., LTD | HYD 4600-EP | GREENTEK | 2025-07-18
2023-03-07 | HBS5052 | Techplus Control System GRE-U-P4880-1(x3) w/ SHENZHEN SOFAR SOLAR CO., LTD HYD 4600-EP | 12.288 |  |  | Techplus Control System | GRE-U-P4880-1 | 3 | SHENZHEN SOFAR SOLAR CO., LTD | HYD 4600-EP | GREENTEK | 2025-07-18
2023-03-07 | HBS5053 | Techplus Control System GRE-U-P4880-1(x4) w/ SHENZHEN SOFAR SOLAR CO., LTD HYD 4600-EP | 16.384 |  |  | Techplus Control System | GRE-U-P4880-1 | 4 | SHENZHEN SOFAR SOLAR CO., LTD | HYD 4600-EP | GREENTEK | 2025-07-18
2023-03-07 | HBS5054 | Techplus Control System GRE-U-P4880-1(x5) w/ SHENZHEN SOFAR SOLAR CO., LTD HYD 4600-EP | 20.48 |  |  | Techplus Control System | GRE-U-P4880-1 | 5 | SHENZHEN SOFAR SOLAR CO., LTD | HYD 4600-EP | GREENTEK | 2025-07-18
2023-03-07 | HBS5055 | Techplus Control System GRE-U-P4880-1(x6) w/ SHENZHEN SOFAR SOLAR CO., LTD HYD 4600-EP | 24.576 |  |  | Techplus Control System | GRE-U-P4880-1 | 6 | SHENZHEN SOFAR SOLAR CO., LTD | HYD 4600-EP | GREENTEK | 2025-07-18
2023-03-07 | HBS5056 | Techplus Control System GRE-U-P4880-1(x7) w/ SHENZHEN SOFAR SOLAR CO., LTD HYD 4600-EP | 28.672 |  |  | Techplus Control System | GRE-U-P4880-1 | 7 | SHENZHEN SOFAR SOLAR CO., LTD | HYD 4600-EP | GREENTEK | 2025-07-18
2023-03-07 | HBS5057 | Techplus Control System GRE-U-P4880-1(x8) w/ SHENZHEN SOFAR SOLAR CO., LTD HYD 4600-EP | 32.768 |  |  | Techplus Control System | GRE-U-P4880-1 | 8 | SHENZHEN SOFAR SOLAR CO., LTD | HYD 4600-EP | GREENTEK | 2025-07-18
2023-03-07 | HBS5059 | Techplus Control System GRE-U-P4880-1(x2) w/ SHENZHEN SOFAR SOLAR CO., LTD HYD 5000-EP | 8.192 |  |  | Techplus Control System | GRE-U-P4880-1 | 2 | SHENZHEN SOFAR SOLAR CO., LTD | HYD 5000-EP | GREENTEK | 2025-07-18
2023-03-07 | HBS5060 | Techplus Control System GRE-U-P4880-1(x3) w/ SHENZHEN SOFAR SOLAR CO., LTD HYD 5000-EP | 12.288 |  |  | Techplus Control System | GRE-U-P4880-1 | 3 | SHENZHEN SOFAR SOLAR CO., LTD | HYD 5000-EP | GREENTEK | 2025-07-18
2023-03-07 | HBS5061 | Techplus Control System GRE-U-P4880-1(x4) w/ SHENZHEN SOFAR SOLAR CO., LTD HYD 5000-EP | 16.384 |  |  | Techplus Control System | GRE-U-P4880-1 | 4 | SHENZHEN SOFAR SOLAR CO., LTD | HYD 5000-EP | GREENTEK | 2025-07-18
2023-03-07 | HBS5062 | Techplus Control System GRE-U-P4880-1(x5) w/ SHENZHEN SOFAR SOLAR CO., LTD HYD 5000-EP | 20.48 |  |  | Techplus Control System | GRE-U-P4880-1 | 5 | SHENZHEN SOFAR SOLAR CO., LTD | HYD 5000-EP | GREENTEK | 2025-07-18
2023-03-07 | HBS5063 | Techplus Control System GRE-U-P4880-1(x6) w/ SHENZHEN SOFAR SOLAR CO., LTD HYD 5000-EP | 24.576 |  |  | Techplus Control System | GRE-U-P4880-1 | 6 | SHENZHEN SOFAR SOLAR CO., LTD | HYD 5000-EP | GREENTEK | 2025-07-18
2023-03-07 | HBS5064 | Techplus Control System GRE-U-P4880-1(x7) w/ SHENZHEN SOFAR SOLAR CO., LTD HYD 5000-EP | 28.672 |  |  | Techplus Control System | GRE-U-P4880-1 | 7 | SHENZHEN SOFAR SOLAR CO., LTD | HYD 5000-EP | GREENTEK | 2025-07-18
2023-03-07 | HBS5065 | Techplus Control System GRE-U-P4880-1(x8) w/ SHENZHEN SOFAR SOLAR CO., LTD HYD 5000-EP | 32.768 |  |  | Techplus Control System | GRE-U-P4880-1 | 8 | SHENZHEN SOFAR SOLAR CO., LTD | HYD 5000-EP | GREENTEK | 2025-07-18
2023-03-07 | HBS5067 | Techplus Control System GRE-U-P4880-1(x2) w/ SHENZHEN SOFAR SOLAR CO., LTD HYD 5500-EP | 8.192 |  |  | Techplus Control System | GRE-U-P4880-1 | 2 | SHENZHEN SOFAR SOLAR CO., LTD | HYD 5500-EP | GREENTEK | 2025-07-18
2023-03-07 | HBS5068 | Techplus Control System GRE-U-P4880-1(x3) w/ SHENZHEN SOFAR SOLAR CO., LTD HYD 5500-EP | 12.288 |  |  | Techplus Control System | GRE-U-P4880-1 | 3 | SHENZHEN SOFAR SOLAR CO., LTD | HYD 5500-EP | GREENTEK | 2025-07-18
2023-03-07 | HBS5069 | Techplus Control System GRE-U-P4880-1(x4) w/ SHENZHEN SOFAR SOLAR CO., LTD HYD 5500-EP | 16.384 |  |  | Techplus Control System | GRE-U-P4880-1 | 4 | SHENZHEN SOFAR SOLAR CO., LTD | HYD 5500-EP | GREENTEK | 2025-07-18
2023-03-07 | HBS5070 | Techplus Control System GRE-U-P4880-1(x5) w/ SHENZHEN SOFAR SOLAR CO., LTD HYD 5500-EP | 20.48 |  |  | Techplus Control System | GRE-U-P4880-1 | 5 | SHENZHEN SOFAR SOLAR CO., LTD | HYD 5500-EP | GREENTEK | 2025-07-18
2023-03-07 | HBS5071 | Techplus Control System GRE-U-P4880-1(x6) w/ SHENZHEN SOFAR SOLAR CO., LTD HYD 5500-EP | 24.576 |  |  | Techplus Control System | GRE-U-P4880-1 | 6 | SHENZHEN SOFAR SOLAR CO., LTD | HYD 5500-EP | GREENTEK | 2025-07-18
2023-03-07 | HBS5072 | Techplus Control System GRE-U-P4880-1(x7) w/ SHENZHEN SOFAR SOLAR CO., LTD HYD 5500-EP | 28.672 |  |  | Techplus Control System | GRE-U-P4880-1 | 7 | SHENZHEN SOFAR SOLAR CO., LTD | HYD 5500-EP | GREENTEK | 2025-07-18
2023-03-07 | HBS5073 | Techplus Control System GRE-U-P4880-1(x8) w/ SHENZHEN SOFAR SOLAR CO., LTD HYD 5500-EP | 32.768 |  |  | Techplus Control System | GRE-U-P4880-1 | 8 | SHENZHEN SOFAR SOLAR CO., LTD | HYD 5500-EP | GREENTEK | 2025-07-18
2023-03-07 | HBS5075 | Techplus Control System GRE-U-P4880-1(x2) w/ SHENZHEN SOFAR SOLAR CO., LTD HYD 6000-EP | 8.192 |  |  | Techplus Control System | GRE-U-P4880-1 | 2 | SHENZHEN SOFAR SOLAR CO., LTD | HYD 6000-EP | GREENTEK | 2025-07-18
2023-03-07 | HBS5076 | Techplus Control System GRE-U-P4880-1(x3) w/ SHENZHEN SOFAR SOLAR CO., LTD HYD 6000-EP | 12.288 |  |  | Techplus Control System | GRE-U-P4880-1 | 3 | SHENZHEN SOFAR SOLAR CO., LTD | HYD 6000-EP | GREENTEK | 2025-07-18
2023-03-07 | HBS5077 | Techplus Control System GRE-U-P4880-1(x4) w/ SHENZHEN SOFAR SOLAR CO., LTD HYD 6000-EP | 16.384 |  |  | Techplus Control System | GRE-U-P4880-1 | 4 | SHENZHEN SOFAR SOLAR CO., LTD | HYD 6000-EP | GREENTEK | 2025-07-18
2023-03-07 | HBS5078 | Techplus Control System GRE-U-P4880-1(x5) w/ SHENZHEN SOFAR SOLAR CO., LTD HYD 6000-EP | 20.48 |  |  | Techplus Control System | GRE-U-P4880-1 | 5 | SHENZHEN SOFAR SOLAR CO., LTD | HYD 6000-EP | GREENTEK | 2025-07-18
2023-03-07 | HBS5079 | Techplus Control System GRE-U-P4880-1(x6) w/ SHENZHEN SOFAR SOLAR CO., LTD HYD 6000-EP | 24.576 |  |  | Techplus Control System | GRE-U-P4880-1 | 6 | SHENZHEN SOFAR SOLAR CO., LTD | HYD 6000-EP | GREENTEK | 2025-07-18
2023-03-07 | HBS5080 | Techplus Control System GRE-U-P4880-1(x7) w/ SHENZHEN SOFAR SOLAR CO., LTD HYD 6000-EP | 28.672 |  |  | Techplus Control System | GRE-U-P4880-1 | 7 | SHENZHEN SOFAR SOLAR CO., LTD | HYD 6000-EP | GREENTEK | 2025-07-18
2023-03-07 | HBS5081 | Techplus Control System GRE-U-P4880-1(x8) w/ SHENZHEN SOFAR SOLAR CO., LTD HYD 6000-EP | 32.768 |  |  | Techplus Control System | GRE-U-P4880-1 | 8 | SHENZHEN SOFAR SOLAR CO., LTD | HYD 6000-EP | GREENTEK | 2025-07-18
2023-03-07 | HBS5083 | Techplus Control System GRE-U-P4880-1(x2) w/ NINGBO DEYE INVERTER TECHNOLOGY CO., LTD SUN-3K-SG04LP1-AU | 8.192 |  |  | Techplus Control System | GRE-U-P4880-1 | 2 | NINGBO DEYE INVERTER TECHNOLOGY CO., LTD | SUN-3K-SG04LP1-AU | GREENTEK | 2025-08-15
2023-03-07 | HBS5084 | Techplus Control System GRE-U-P4880-1(x3) w/ NINGBO DEYE INVERTER TECHNOLOGY CO., LTD SUN-3K-SG04LP1-AU | 12.288 |  |  | Techplus Control System | GRE-U-P4880-1 | 3 | NINGBO DEYE INVERTER TECHNOLOGY CO., LTD | SUN-3K-SG04LP1-AU | GREENTEK | 2025-08-15
2023-03-07 | HBS5085 | Techplus Control System GRE-U-P4880-1(x4) w/ NINGBO DEYE INVERTER TECHNOLOGY CO., LTD SUN-3K-SG04LP1-AU | 16.384 |  |  | Techplus Control System | GRE-U-P4880-1 | 4 | NINGBO DEYE INVERTER TECHNOLOGY CO., LTD | SUN-3K-SG04LP1-AU | GREENTEK | 2025-08-15
2023-03-07 | HBS5086 | Techplus Control System GRE-U-P4880-1(x5) w/ NINGBO DEYE INVERTER TECHNOLOGY CO., LTD SUN-3K-SG04LP1-AU | 20.48 |  |  | Techplus Control System | GRE-U-P4880-1 | 5 | NINGBO DEYE INVERTER TECHNOLOGY CO., LTD | SUN-3K-SG04LP1-AU | GREENTEK | 2025-08-15
2023-03-07 | HBS5087 | Techplus Control System GRE-U-P4880-1(x6) w/ NINGBO DEYE INVERTER TECHNOLOGY CO., LTD SUN-3K-SG04LP1-AU | 24.576 |  |  | Techplus Control System | GRE-U-P4880-1 | 6 | NINGBO DEYE INVERTER TECHNOLOGY CO., LTD | SUN-3K-SG04LP1-AU | GREENTEK | 2025-08-15
2023-03-07 | HBS5088 | Techplus Control System GRE-U-P4880-1(x7) w/ NINGBO DEYE INVERTER TECHNOLOGY CO., LTD SUN-3K-SG04LP1-AU | 28.672 |  |  | Techplus Control System | GRE-U-P4880-1 | 7 | NINGBO DEYE INVERTER TECHNOLOGY CO., LTD | SUN-3K-SG04LP1-AU | GREENTEK | 2025-08-15
2023-03-07 | HBS5089 | Techplus Control System GRE-U-P4880-1(x8) w/ NINGBO DEYE INVERTER TECHNOLOGY CO., LTD SUN-3K-SG04LP1-AU | 32.768 |  |  | Techplus Control System | GRE-U-P4880-1 | 8 | NINGBO DEYE INVERTER TECHNOLOGY CO., LTD | SUN-3K-SG04LP1-AU | GREENTEK | 2025-08-15
2023-03-07 | HBS5091 | Techplus Control System GRE-U-P4880-1(x2) w/ NINGBO DEYE INVERTER TECHNOLOGY CO., LTD SUN-3.6K-SG04LP1-AU | 8.192 |  |  | Techplus Control System | GRE-U-P4880-1 | 2 | NINGBO DEYE INVERTER TECHNOLOGY CO., LTD | SUN-3.6K-SG04LP1-AU | GREENTEK | 2025-08-15
2023-03-07 | HBS5092 | Techplus Control System GRE-U-P4880-1(x3) w/ NINGBO DEYE INVERTER TECHNOLOGY CO., LTD SUN-3.6K-SG04LP1-AU | 12.288 |  |  | Techplus Control System | GRE-U-P4880-1 | 3 | NINGBO DEYE INVERTER TECHNOLOGY CO., LTD | SUN-3.6K-SG04LP1-AU | GREENTEK | 2025-08-15
2023-03-07 | HBS5093 | Techplus Control System GRE-U-P4880-1(x4) w/ NINGBO DEYE INVERTER TECHNOLOGY CO., LTD SUN-3.6K-SG04LP1-AU | 16.384 |  |  | Techplus Control System | GRE-U-P4880-1 | 4 | NINGBO DEYE INVERTER TECHNOLOGY CO., LTD | SUN-3.6K-SG04LP1-AU | GREENTEK | 2025-08-15
2023-03-07 | HBS5094 | Techplus Control System GRE-U-P4880-1(x5) w/ NINGBO DEYE INVERTER TECHNOLOGY CO., LTD SUN-3.6K-SG04LP1-AU | 20.48 |  |  | Techplus Control System | GRE-U-P4880-1 | 5 | NINGBO DEYE INVERTER TECHNOLOGY CO., LTD | SUN-3.6K-SG04LP1-AU | GREENTEK | 2025-08-15
2023-03-07 | HBS5095 | Techplus Control System GRE-U-P4880-1(x6) w/ NINGBO DEYE INVERTER TECHNOLOGY CO., LTD SUN-3.6K-SG04LP1-AU | 24.576 |  |  | Techplus Control System | GRE-U-P4880-1 | 6 | NINGBO DEYE INVERTER TECHNOLOGY CO., LTD | SUN-3.6K-SG04LP1-AU | GREENTEK | 2025-08-15
2023-03-07 | HBS5096 | Techplus Control System GRE-U-P4880-1(x7) w/ NINGBO DEYE INVERTER TECHNOLOGY CO., LTD SUN-3.6K-SG04LP1-AU | 28.672 |  |  | Techplus Control System | GRE-U-P4880-1 | 7 | NINGBO DEYE INVERTER TECHNOLOGY CO., LTD | SUN-3.6K-SG04LP1-AU | GREENTEK | 2025-08-15
2023-03-07 | HBS5097 | Techplus Control System GRE-U-P4880-1(x8) w/ NINGBO DEYE INVERTER TECHNOLOGY CO., LTD SUN-3.6K-SG04LP1-AU | 32.768 |  |  | Techplus Control System | GRE-U-P4880-1 | 8 | NINGBO DEYE INVERTER TECHNOLOGY CO., LTD | SUN-3.6K-SG04LP1-AU | GREENTEK | 2025-08-15
2023-03-07 | HBS5099 | Techplus Control System GRE-U-P4880-1(x2) w/ NINGBO DEYE INVERTER TECHNOLOGY CO., LTD SUN-5K-SG04LP1-AU | 8.192 |  |  | Techplus Control System | GRE-U-P4880-1 | 2 | NINGBO DEYE INVERTER TECHNOLOGY CO., LTD | SUN-5K-SG04LP1-AU | GREENTEK | 2025-08-15
2023-03-07 | HBS5100 | Techplus Control System GRE-U-P4880-1(x3) w/ NINGBO DEYE INVERTER TECHNOLOGY CO., LTD SUN-5K-SG04LP1-AU | 12.288 |  |  | Techplus Control System | GRE-U-P4880-1 | 3 | NINGBO DEYE INVERTER TECHNOLOGY CO., LTD | SUN-5K-SG04LP1-AU | GREENTEK | 2025-08-15
2023-03-07 | HBS5101 | Techplus Control System GRE-U-P4880-1(x4) w/ NINGBO DEYE INVERTER TECHNOLOGY CO., LTD SUN-5K-SG04LP1-AU | 16.384 |  |  | Techplus Control System | GRE-U-P4880-1 | 4 | NINGBO DEYE INVERTER TECHNOLOGY CO., LTD | SUN-5K-SG04LP1-AU | GREENTEK | 2025-08-15
2023-03-07 | HBS5102 | Techplus Control System GRE-U-P4880-1(x5) w/ NINGBO DEYE INVERTER TECHNOLOGY CO., LTD SUN-5K-SG04LP1-AU | 20.48 |  |  | Techplus Control System | GRE-U-P4880-1 | 5 | NINGBO DEYE INVERTER TECHNOLOGY CO., LTD | SUN-5K-SG04LP1-AU | GREENTEK | 2025-08-15
2023-03-07 | HBS5103 | Techplus Control System GRE-U-P4880-1(x6) w/ NINGBO DEYE INVERTER TECHNOLOGY CO., LTD SUN-5K-SG04LP1-AU | 24.576 |  |  | Techplus Control System | GRE-U-P4880-1 | 6 | NINGBO DEYE INVERTER TECHNOLOGY CO., LTD | SUN-5K-SG04LP1-AU | GREENTEK | 2025-08-15
2023-03-07 | HBS5104 | Techplus Control System GRE-U-P4880-1(x7) w/ NINGBO DEYE INVERTER TECHNOLOGY CO., LTD SUN-5K-SG04LP1-AU | 28.672 |  |  | Techplus Control System | GRE-U-P4880-1 | 7 | NINGBO DEYE INVERTER TECHNOLOGY CO., LTD | SUN-5K-SG04LP1-AU | GREENTEK | 2025-08-15
2023-03-07 | HBS5105 | Techplus Control System GRE-U-P4880-1(x8) w/ NINGBO DEYE INVERTER TECHNOLOGY CO., LTD SUN-5K-SG04LP1-AU | 32.768 |  |  | Techplus Control System | GRE-U-P4880-1 | 8 | NINGBO DEYE INVERTER TECHNOLOGY CO., LTD | SUN-5K-SG04LP1-AU | GREENTEK | 2025-08-15
2023-03-07 | HBS5107 | Techplus Control System GRE-U-P4880-1(x2) w/ NINGBO DEYE INVERTER TECHNOLOGY CO., LTD SUN-6K-SG04LP1-AU | 8.192 |  |  | Techplus Control System | GRE-U-P4880-1 | 2 | NINGBO DEYE INVERTER TECHNOLOGY CO., LTD | SUN-6K-SG04LP1-AU | GREENTEK | 2025-08-15
2023-03-07 | HBS5108 | Techplus Control System GRE-U-P4880-1(x3) w/ NINGBO DEYE INVERTER TECHNOLOGY CO., LTD SUN-6K-SG04LP1-AU | 12.288 |  |  | Techplus Control System | GRE-U-P4880-1 | 3 | NINGBO DEYE INVERTER TECHNOLOGY CO., LTD | SUN-6K-SG04LP1-AU | GREENTEK | 2025-08-15
2023-03-07 | HBS5109 | Techplus Control System GRE-U-P4880-1(x4) w/ NINGBO DEYE INVERTER TECHNOLOGY CO., LTD SUN-6K-SG04LP1-AU | 16.384 |  |  | Techplus Control System | GRE-U-P4880-1 | 4 | NINGBO DEYE INVERTER TECHNOLOGY CO., LTD | SUN-6K-SG04LP1-AU | GREENTEK | 2025-08-15
2023-03-07 | HBS5110 | Techplus Control System GRE-U-P4880-1(x5) w/ NINGBO DEYE INVERTER TECHNOLOGY CO., LTD SUN-6K-SG04LP1-AU | 20.48 |  |  | Techplus Control System | GRE-U-P4880-1 | 5 | NINGBO DEYE INVERTER TECHNOLOGY CO., LTD | SUN-6K-SG04LP1-AU | GREENTEK | 2025-08-15
2023-03-07 | HBS5111 | Techplus Control System GRE-U-P4880-1(x6) w/ NINGBO DEYE INVERTER TECHNOLOGY CO., LTD SUN-6K-SG04LP1-AU | 24.576 |  |  | Techplus Control System | GRE-U-P4880-1 | 6 | NINGBO DEYE INVERTER TECHNOLOGY CO., LTD | SUN-6K-SG04LP1-AU | GREENTEK | 2025-08-15
2023-03-07 | HBS5112 | Techplus Control System GRE-U-P4880-1(x7) w/ NINGBO DEYE INVERTER TECHNOLOGY CO., LTD SUN-6K-SG04LP1-AU | 28.672 |  |  | Techplus Control System | GRE-U-P4880-1 | 7 | NINGBO DEYE INVERTER TECHNOLOGY CO., LTD | SUN-6K-SG04LP1-AU | GREENTEK | 2025-08-15
2023-03-07 | HBS5113 | Techplus Control System GRE-U-P4880-1(x8) w/ NINGBO DEYE INVERTER TECHNOLOGY CO., LTD SUN-6K-SG04LP1-AU | 32.768 |  |  | Techplus Control System | GRE-U-P4880-1 | 8 | NINGBO DEYE INVERTER TECHNOLOGY CO., LTD | SUN-6K-SG04LP1-AU | GREENTEK | 2025-08-15
2023-03-07 | HBS5114 | Techplus Control System GRE-U-P4880-1(x2) w/ NINGBO DEYE INVERTER TECHNOLOGY CO., LTD SUN-7.6K-SG05LP1-AU | 8.192 |  |  | Techplus Control System | GRE-U-P4880-1 | 2 | NINGBO DEYE INVERTER TECHNOLOGY CO., LTD | SUN-7.6K-SG05LP1-AU | GREENTEK | 2025-09-05
2023-03-07 | HBS5115 | Techplus Control System GRE-U-P4880-1(x3) w/ NINGBO DEYE INVERTER TECHNOLOGY CO., LTD SUN-7.6K-SG05LP1-AU | 12.288 |  |  | Techplus Control System | GRE-U-P4880-1 | 3 | NINGBO DEYE INVERTER TECHNOLOGY CO., LTD | SUN-7.6K-SG05LP1-AU | GREENTEK | 2025-09-05
2023-03-07 | HBS5116 | Techplus Control System GRE-U-P4880-1(x4) w/ NINGBO DEYE INVERTER TECHNOLOGY CO., LTD SUN-7.6K-SG05LP1-AU | 16.384 |  |  | Techplus Control System | GRE-U-P4880-1 | 4 | NINGBO DEYE INVERTER TECHNOLOGY CO., LTD | SUN-7.6K-SG05LP1-AU | GREENTEK | 2025-09-05
2023-03-07 | HBS5117 | Techplus Control System GRE-U-P4880-1(x5) w/ NINGBO DEYE INVERTER TECHNOLOGY CO., LTD SUN-7.6K-SG05LP1-AU | 20.48 |  |  | Techplus Control System | GRE-U-P4880-1 | 5 | NINGBO DEYE INVERTER TECHNOLOGY CO., LTD | SUN-7.6K-SG05LP1-AU | GREENTEK | 2025-09-05
2023-03-07 | HBS5118 | Techplus Control System GRE-U-P4880-1(x6) w/ NINGBO DEYE INVERTER TECHNOLOGY CO., LTD SUN-7.6K-SG05LP1-AU | 24.576 |  |  | Techplus Control System | GRE-U-P4880-1 | 6 | NINGBO DEYE INVERTER TECHNOLOGY CO., LTD | SUN-7.6K-SG05LP1-AU | GREENTEK | 2025-09-05
2023-03-07 | HBS5119 | Techplus Control System GRE-U-P4880-1(x7) w/ NINGBO DEYE INVERTER TECHNOLOGY CO., LTD SUN-7.6K-SG05LP1-AU | 28.672 |  |  | Techplus Control System | GRE-U-P4880-1 | 7 | NINGBO DEYE INVERTER TECHNOLOGY CO., LTD | SUN-7.6K-SG05LP1-AU | GREENTEK | 2025-09-05
2023-03-07 | HBS5120 | Techplus Control System GRE-U-P4880-1(x8) w/ NINGBO DEYE INVERTER TECHNOLOGY CO., LTD SUN-7.6K-SG05LP1-AU | 32.768 |  |  | Techplus Control System | GRE-U-P4880-1 | 8 | NINGBO DEYE INVERTER TECHNOLOGY CO., LTD | SUN-7.6K-SG05LP1-AU | GREENTEK | 2025-09-05
2023-03-07 | HBS5121 | Techplus Control System GRE-U-P4880-1(x2) w/ NINGBO DEYE INVERTER TECHNOLOGY CO., LTD SUN-8K-SG05LP1-AU | 8.192 |  |  | Techplus Control System | GRE-U-P4880-1 | 2 | NINGBO DEYE INVERTER TECHNOLOGY CO., LTD | SUN-8K-SG05LP1-AU | GREENTEK | 2025-09-05
2023-03-07 | HBS5123 | Techplus Control System GRE-U-P4880-1(x2) w/ NINGBO DEYE INVERTER TECHNOLOGY CO., LTD SUN-5K-SG04LP3-AU | 8.192 |  |  | Techplus Control System | GRE-U-P4880-1 | 2 | NINGBO DEYE INVERTER TECHNOLOGY CO., LTD | SUN-5K-SG04LP3-AU | GREENTEK | 2025-04-20
2023-03-07 | HBS5124 | Techplus Control System GRE-U-P4880-1(x3) w/ NINGBO DEYE INVERTER TECHNOLOGY CO., LTD SUN-5K-SG04LP3-AU | 12.288 |  |  | Techplus Control System | GRE-U-P4880-1 | 3 | NINGBO DEYE INVERTER TECHNOLOGY CO., LTD | SUN-5K-SG04LP3-AU | GREENTEK | 2025-04-20
2023-03-07 | HBS5125 | Techplus Control System GRE-U-P4880-1(x4) w/ NINGBO DEYE INVERTER TECHNOLOGY CO., LTD SUN-5K-SG04LP3-AU | 16.384 |  |  | Techplus Control System | GRE-U-P4880-1 | 4 | NINGBO DEYE INVERTER TECHNOLOGY CO., LTD | SUN-5K-SG04LP3-AU | GREENTEK | 2025-04-20
2023-03-07 | HBS5126 | Techplus Control System GRE-U-P4880-1(x5) w/ NINGBO DEYE INVERTER TECHNOLOGY CO., LTD SUN-5K-SG04LP3-AU | 20.48 |  |  | Techplus Control System | GRE-U-P4880-1 | 5 | NINGBO DEYE INVERTER TECHNOLOGY CO., LTD | SUN-5K-SG04LP3-AU | GREENTEK | 2025-04-20
2023-03-07 | HBS5127 | Techplus Control System GRE-U-P4880-1(x6) w/ NINGBO DEYE INVERTER TECHNOLOGY CO., LTD SUN-5K-SG04LP3-AU | 24.576 |  |  | Techplus Control System | GRE-U-P4880-1 | 6 | NINGBO DEYE INVERTER TECHNOLOGY CO., LTD | SUN-5K-SG04LP3-AU | GREENTEK | 2025-04-20
2023-03-07 | HBS5128 | Techplus Control System GRE-U-P4880-1(x7) w/ NINGBO DEYE INVERTER TECHNOLOGY CO., LTD SUN-5K-SG04LP3-AU | 28.672 |  |  | Techplus Control System | GRE-U-P4880-1 | 7 | NINGBO DEYE INVERTER TECHNOLOGY CO., LTD | SUN-5K-SG04LP3-AU | GREENTEK | 2025-04-20
2023-03-07 | HBS5129 | Techplus Control System GRE-U-P4880-1(x8) w/ NINGBO DEYE INVERTER TECHNOLOGY CO., LTD SUN-5K-SG04LP3-AU | 32.768 |  |  | Techplus Control System | GRE-U-P4880-1 | 8 | NINGBO DEYE INVERTER TECHNOLOGY CO., LTD | SUN-5K-SG04LP3-AU | GREENTEK | 2025-04-20
2023-03-07 | HBS5131 | Techplus Control System GRE-U-P4880-1(x2) w/ NINGBO DEYE INVERTER TECHNOLOGY CO., LTD SUN-6K-SG04LP3-AU | 8.192 |  |  | Techplus Control System | GRE-U-P4880-1 | 2 | NINGBO DEYE INVERTER TECHNOLOGY CO., LTD | SUN-6K-SG04LP3-AU | GREENTEK | 2025-04-20
2023-03-07 | HBS5132 | Techplus Control System GRE-U-P4880-1(x3) w/ NINGBO DEYE INVERTER TECHNOLOGY CO., LTD SUN-6K-SG04LP3-AU | 12.288 |  |  | Techplus Control System | GRE-U-P4880-1 | 3 | NINGBO DEYE INVERTER TECHNOLOGY CO., LTD | SUN-6K-SG04LP3-AU | GREENTEK | 2025-04-20
2023-03-07 | HBS5133 | Techplus Control System GRE-U-P4880-1(x4) w/ NINGBO DEYE INVERTER TECHNOLOGY CO., LTD SUN-6K-SG04LP3-AU | 16.384 |  |  | Techplus Control System | GRE-U-P4880-1 | 4 | NINGBO DEYE INVERTER TECHNOLOGY CO., LTD | SUN-6K-SG04LP3-AU | GREENTEK | 2025-04-20
2023-03-07 | HBS5134 | Techplus Control System GRE-U-P4880-1(x5) w/ NINGBO DEYE INVERTER TECHNOLOGY CO., LTD SUN-6K-SG04LP3-AU | 20.48 |  |  | Techplus Control System | GRE-U-P4880-1 | 5 | NINGBO DEYE INVERTER TECHNOLOGY CO., LTD | SUN-6K-SG04LP3-AU | GREENTEK | 2025-04-20
2023-03-07 | HBS5135 | Techplus Control System GRE-U-P4880-1(x6) w/ NINGBO DEYE INVERTER TECHNOLOGY CO., LTD SUN-6K-SG04LP3-AU | 24.576 |  |  | Techplus Control System | GRE-U-P4880-1 | 6 | NINGBO DEYE INVERTER TECHNOLOGY CO., LTD | SUN-6K-SG04LP3-AU | GREENTEK | 2025-04-20
2023-03-07 | HBS5136 | Techplus Control System GRE-U-P4880-1(x7) w/ NINGBO DEYE INVERTER TECHNOLOGY CO., LTD SUN-6K-SG04LP3-AU | 28.672 |  |  | Techplus Control System | GRE-U-P4880-1 | 7 | NINGBO DEYE INVERTER TECHNOLOGY CO., LTD | SUN-6K-SG04LP3-AU | GREENTEK | 2025-04-20
2023-03-07 | HBS5137 | Techplus Control System GRE-U-P4880-1(x8) w/ NINGBO DEYE INVERTER TECHNOLOGY CO., LTD SUN-6K-SG04LP3-AU | 32.768 |  |  | Techplus Control System | GRE-U-P4880-1 | 8 | NINGBO DEYE INVERTER TECHNOLOGY CO., LTD | SUN-6K-SG04LP3-AU | GREENTEK | 2025-04-20
2023-03-07 | HBS5138 | Techplus Control System GRE-U-P4880-1(x2) w/ NINGBO DEYE INVERTER TECHNOLOGY CO., LTD SUN-8K-SG04LP3-AU | 8.192 |  |  | Techplus Control System | GRE-U-P4880-1 | 2 | NINGBO DEYE INVERTER TECHNOLOGY CO., LTD | SUN-8K-SG04LP3-AU | GREENTEK | 2025-04-20
2023-03-07 | HBS5139 | Techplus Control System GRE-U-P4880-1(x3) w/ NINGBO DEYE INVERTER TECHNOLOGY CO., LTD SUN-8K-SG04LP3-AU | 12.288 |  |  | Techplus Control System | GRE-U-P4880-1 | 3 | NINGBO DEYE INVERTER TECHNOLOGY CO., LTD | SUN-8K-SG04LP3-AU | GREENTEK | 2025-04-20
2023-03-07 | HBS5140 | Techplus Control System GRE-U-P4880-1(x4) w/ NINGBO DEYE INVERTER TECHNOLOGY CO., LTD SUN-8K-SG04LP3-AU | 16.384 |  |  | Techplus Control System | GRE-U-P4880-1 | 4 | NINGBO DEYE INVERTER TECHNOLOGY CO., LTD | SUN-8K-SG04LP3-AU | GREENTEK | 2025-04-20
2023-03-07 | HBS5141 | Techplus Control System GRE-U-P4880-1(x5) w/ NINGBO DEYE INVERTER TECHNOLOGY CO., LTD SUN-8K-SG04LP3-AU | 20.48 |  |  | Techplus Control System | GRE-U-P4880-1 | 5 | NINGBO DEYE INVERTER TECHNOLOGY CO., LTD | SUN-8K-SG04LP3-AU | GREENTEK | 2025-04-20
2023-03-07 | HBS5142 | Techplus Control System GRE-U-P4880-1(x6) w/ NINGBO DEYE INVERTER TECHNOLOGY CO., LTD SUN-8K-SG04LP3-AU | 24.576 |  |  | Techplus Control System | GRE-U-P4880-1 | 6 | NINGBO DEYE INVERTER TECHNOLOGY CO., LTD | SUN-8K-SG04LP3-AU | GREENTEK | 2025-04-20
2023-03-07 | HBS5143 | Techplus Control System GRE-U-P4880-1(x7) w/ NINGBO DEYE INVERTER TECHNOLOGY CO., LTD SUN-8K-SG04LP3-AU | 28.672 |  |  | Techplus Control System | GRE-U-P4880-1 | 7 | NINGBO DEYE INVERTER TECHNOLOGY CO., LTD | SUN-8K-SG04LP3-AU | GREENTEK | 2025-04-20
2023-03-07 | HBS5144 | Techplus Control System GRE-U-P4880-1(x8) w/ NINGBO DEYE INVERTER TECHNOLOGY CO., LTD SUN-8K-SG04LP3-AU | 32.768 |  |  | Techplus Control System | GRE-U-P4880-1 | 8 | NINGBO DEYE INVERTER TECHNOLOGY CO., LTD | SUN-8K-SG04LP3-AU | GREENTEK | 2025-04-20
2023-03-07 | HBS5145 | Techplus Control System GRE-U-P4880-1(x2) w/ NINGBO DEYE INVERTER TECHNOLOGY CO., LTD SUN-10K-SG04LP3-AU | 8.192 |  |  | Techplus Control System | GRE-U-P4880-1 | 2 | NINGBO DEYE INVERTER TECHNOLOGY CO., LTD | SUN-10K-SG04LP3-AU | GREENTEK | 2025-04-20
2023-03-07 | HBS5146 | Techplus Control System GRE-U-P4880-1(x3) w/ NINGBO DEYE INVERTER TECHNOLOGY CO., LTD SUN-10K-SG04LP3-AU | 12.288 |  |  | Techplus Control System | GRE-U-P4880-1 | 3 | NINGBO DEYE INVERTER TECHNOLOGY CO., LTD | SUN-10K-SG04LP3-AU | GREENTEK | 2025-04-20
2023-03-07 | HBS5147 | Techplus Control System GRE-U-P4880-1(x4) w/ NINGBO DEYE INVERTER TECHNOLOGY CO., LTD SUN-10K-SG04LP3-AU | 16.384 |  |  | Techplus Control System | GRE-U-P4880-1 | 4 | NINGBO DEYE INVERTER TECHNOLOGY CO., LTD | SUN-10K-SG04LP3-AU | GREENTEK | 2025-04-20
2023-03-07 | HBS5148 | Techplus Control System GRE-U-P4880-1(x5) w/ NINGBO DEYE INVERTER TECHNOLOGY CO., LTD SUN-10K-SG04LP3-AU | 20.48 |  |  | Techplus Control System | GRE-U-P4880-1 | 5 | NINGBO DEYE INVERTER TECHNOLOGY CO., LTD | SUN-10K-SG04LP3-AU | GREENTEK | 2025-04-20
2023-03-07 | HBS5149 | Techplus Control System GRE-U-P4880-1(x6) w/ NINGBO DEYE INVERTER TECHNOLOGY CO., LTD SUN-10K-SG04LP3-AU | 24.576 |  |  | Techplus Control System | GRE-U-P4880-1 | 6 | NINGBO DEYE INVERTER TECHNOLOGY CO., LTD | SUN-10K-SG04LP3-AU | GREENTEK | 2025-04-20
2023-03-07 | HBS5150 | Techplus Control System GRE-U-P4880-1(x7) w/ NINGBO DEYE INVERTER TECHNOLOGY CO., LTD SUN-10K-SG04LP3-AU | 28.672 |  |  | Techplus Control System | GRE-U-P4880-1 | 7 | NINGBO DEYE INVERTER TECHNOLOGY CO., LTD | SUN-10K-SG04LP3-AU | GREENTEK | 2025-04-20
2023-03-07 | HBS5151 | Techplus Control System GRE-U-P4880-1(x8) w/ NINGBO DEYE INVERTER TECHNOLOGY CO., LTD SUN-10K-SG04LP3-AU | 32.768 |  |  | Techplus Control System | GRE-U-P4880-1 | 8 | NINGBO DEYE INVERTER TECHNOLOGY CO., LTD | SUN-10K-SG04LP3-AU | GREENTEK | 2025-04-20
2023-03-07 | HBS5152 | Techplus Control System GRE-U-P4880-1(x2) w/ NINGBO DEYE INVERTER TECHNOLOGY CO., LTD SUN-12K-SG04LP3-AU | 8.192 |  |  | Techplus Control System | GRE-U-P4880-1 | 2 | NINGBO DEYE INVERTER TECHNOLOGY CO., LTD | SUN-12K-SG04LP3-AU | GREENTEK | 2025-04-20
2023-03-07 | HBS5153 | Techplus Control System GRE-U-P4880-1(x3) w/ NINGBO DEYE INVERTER TECHNOLOGY CO., LTD SUN-12K-SG04LP3-AU | 12.288 |  |  | Techplus Control System | GRE-U-P4880-1 | 3 | NINGBO DEYE INVERTER TECHNOLOGY CO., LTD | SUN-12K-SG04LP3-AU | GREENTEK | 2025-04-20
2023-03-07 | HBS5154 | Techplus Control System GRE-U-P4880-1(x4) w/ NINGBO DEYE INVERTER TECHNOLOGY CO., LTD SUN-12K-SG04LP3-AU | 16.384 |  |  | Techplus Control System | GRE-U-P4880-1 | 4 | NINGBO DEYE INVERTER TECHNOLOGY CO., LTD | SUN-12K-SG04LP3-AU | GREENTEK | 2025-04-20
2023-03-07 | HBS5155 | Techplus Control System GRE-U-P4880-1(x5) w/ NINGBO DEYE INVERTER TECHNOLOGY CO., LTD SUN-12K-SG04LP3-AU | 20.48 |  |  | Techplus Control System | GRE-U-P4880-1 | 5 | NINGBO DEYE INVERTER TECHNOLOGY CO., LTD | SUN-12K-SG04LP3-AU | GREENTEK | 2025-04-20
2023-03-07 | HBS5156 | Techplus Control System GRE-U-P4880-1(x6) w/ NINGBO DEYE INVERTER TECHNOLOGY CO., LTD SUN-12K-SG04LP3-AU | 24.576 |  |  | Techplus Control System | GRE-U-P4880-1 | 6 | NINGBO DEYE INVERTER TECHNOLOGY CO., LTD | SUN-12K-SG04LP3-AU | GREENTEK | 2025-04-20
2023-03-07 | HBS5157 | Techplus Control System GRE-U-P4880-1(x7) w/ NINGBO DEYE INVERTER TECHNOLOGY CO., LTD SUN-12K-SG04LP3-AU | 28.672 |  |  | Techplus Control System | GRE-U-P4880-1 | 7 | NINGBO DEYE INVERTER TECHNOLOGY CO., LTD | SUN-12K-SG04LP3-AU | GREENTEK | 2025-04-20
2023-03-07 | HBS5158 | Techplus Control System GRE-U-P4880-1(x8) w/ NINGBO DEYE INVERTER TECHNOLOGY CO., LTD SUN-12K-SG04LP3-AU | 32.768 |  |  | Techplus Control System | GRE-U-P4880-1 | 8 | NINGBO DEYE INVERTER TECHNOLOGY CO., LTD | SUN-12K-SG04LP3-AU | GREENTEK | 2025-04-20
2023-03-07 | HBS5160 | Techplus Control System GRE-U-P4880-1(x2) w/ ShenZhen Lux Power Technology Co Ltd LXP-3KHybrid-NS | 8.192 |  |  | Techplus Control System | GRE-U-P4880-1 | 2 | ShenZhen Lux Power Technology Co Ltd | LXP-3KHybrid-NS | GREENTEK | 2025-09-01
2023-03-07 | HBS5161 | Techplus Control System GRE-U-P4880-1(x3) w/ ShenZhen Lux Power Technology Co Ltd LXP-3KHybrid-NS | 12.288 |  |  | Techplus Control System | GRE-U-P4880-1 | 3 | ShenZhen Lux Power Technology Co Ltd | LXP-3KHybrid-NS | GREENTEK | 2025-09-01
2023-03-07 | HBS5162 | Techplus Control System GRE-U-P4880-1(x4) w/ ShenZhen Lux Power Technology Co Ltd LXP-3KHybrid-NS | 16.384 |  |  | Techplus Control System | GRE-U-P4880-1 | 4 | ShenZhen Lux Power Technology Co Ltd | LXP-3KHybrid-NS | GREENTEK | 2025-09-01
2023-03-07 | HBS5163 | Techplus Control System GRE-U-P4880-1(x5) w/ ShenZhen Lux Power Technology Co Ltd LXP-3KHybrid-NS | 20.48 |  |  | Techplus Control System | GRE-U-P4880-1 | 5 | ShenZhen Lux Power Technology Co Ltd | LXP-3KHybrid-NS | GREENTEK | 2025-09-01
2023-03-07 | HBS5164 | Techplus Control System GRE-U-P4880-1(x6) w/ ShenZhen Lux Power Technology Co Ltd LXP-3KHybrid-NS | 24.576 |  |  | Techplus Control System | GRE-U-P4880-1 | 6 | ShenZhen Lux Power Technology Co Ltd | LXP-3KHybrid-NS | GREENTEK | 2025-09-01
2023-03-07 | HBS5165 | Techplus Control System GRE-U-P4880-1(x7) w/ ShenZhen Lux Power Technology Co Ltd LXP-3KHybrid-NS | 28.672 |  |  | Techplus Control System | GRE-U-P4880-1 | 7 | ShenZhen Lux Power Technology Co Ltd | LXP-3KHybrid-NS | GREENTEK | 2025-09-01
2023-03-07 | HBS5166 | Techplus Control System GRE-U-P4880-1(x8) w/ ShenZhen Lux Power Technology Co Ltd LXP-3KHybrid-NS | 32.768 |  |  | Techplus Control System | GRE-U-P4880-1 | 8 | ShenZhen Lux Power Technology Co Ltd | LXP-3KHybrid-NS | GREENTEK | 2025-09-01
2023-03-07 | HBS5168 | Techplus Control System GRE-U-P4880-1(x2) w/ ShenZhen Lux Power Technology Co Ltd LXP-4KHybrid-NS | 8.192 |  |  | Techplus Control System | GRE-U-P4880-1 | 2 | ShenZhen Lux Power Technology Co Ltd | LXP-4KHybrid-NS | GREENTEK | 2025-09-01
2023-03-07 | HBS5169 | Techplus Control System GRE-U-P4880-1(x3) w/ ShenZhen Lux Power Technology Co Ltd LXP-4KHybrid-NS | 12.288 |  |  | Techplus Control System | GRE-U-P4880-1 | 3 | ShenZhen Lux Power Technology Co Ltd | LXP-4KHybrid-NS | GREENTEK | 2025-09-01
2023-03-07 | HBS5170 | Techplus Control System GRE-U-P4880-1(x4) w/ ShenZhen Lux Power Technology Co Ltd LXP-4KHybrid-NS | 16.384 |  |  | Techplus Control System | GRE-U-P4880-1 | 4 | ShenZhen Lux Power Technology Co Ltd | LXP-4KHybrid-NS | GREENTEK | 2025-09-01
2023-03-07 | HBS5171 | Techplus Control System GRE-U-P4880-1(x5) w/ ShenZhen Lux Power Technology Co Ltd LXP-4KHybrid-NS | 20.48 |  |  | Techplus Control System | GRE-U-P4880-1 | 5 | ShenZhen Lux Power Technology Co Ltd | LXP-4KHybrid-NS | GREENTEK | 2025-09-01
2023-03-07 | HBS5172 | Techplus Control System GRE-U-P4880-1(x6) w/ ShenZhen Lux Power Technology Co Ltd LXP-4KHybrid-NS | 24.576 |  |  | Techplus Control System | GRE-U-P4880-1 | 6 | ShenZhen Lux Power Technology Co Ltd | LXP-4KHybrid-NS | GREENTEK | 2025-09-01
2023-03-07 | HBS5173 | Techplus Control System GRE-U-P4880-1(x7) w/ ShenZhen Lux Power Technology Co Ltd LXP-4KHybrid-NS | 28.672 |  |  | Techplus Control System | GRE-U-P4880-1 | 7 | ShenZhen Lux Power Technology Co Ltd | LXP-4KHybrid-NS | GREENTEK | 2025-09-01
2023-03-07 | HBS5174 | Techplus Control System GRE-U-P4880-1(x8) w/ ShenZhen Lux Power Technology Co Ltd LXP-4KHybrid-NS | 32.768 |  |  | Techplus Control System | GRE-U-P4880-1 | 8 | ShenZhen Lux Power Technology Co Ltd | LXP-4KHybrid-NS | GREENTEK | 2025-09-01
2023-03-07 | HBS5176 | Techplus Control System GRE-U-P4880-1(x2) w/ ShenZhen Lux Power Technology Co Ltd LXP-4.6KHybrid-NS | 8.192 |  |  | Techplus Control System | GRE-U-P4880-1 | 2 | ShenZhen Lux Power Technology Co Ltd | LXP-4.6KHybrid-NS | GREENTEK | 2025-09-01
2023-03-07 | HBS5177 | Techplus Control System GRE-U-P4880-1(x3) w/ ShenZhen Lux Power Technology Co Ltd LXP-4.6KHybrid-NS | 12.288 |  |  | Techplus Control System | GRE-U-P4880-1 | 3 | ShenZhen Lux Power Technology Co Ltd | LXP-4.6KHybrid-NS | GREENTEK | 2025-09-01
2023-03-07 | HBS5178 | Techplus Control System GRE-U-P4880-1(x4) w/ ShenZhen Lux Power Technology Co Ltd LXP-4.6KHybrid-NS | 16.384 |  |  | Techplus Control System | GRE-U-P4880-1 | 4 | ShenZhen Lux Power Technology Co Ltd | LXP-4.6KHybrid-NS | GREENTEK | 2025-09-01
2023-03-07 | HBS5179 | Techplus Control System GRE-U-P4880-1(x5) w/ ShenZhen Lux Power Technology Co Ltd LXP-4.6KHybrid-NS | 20.48 |  |  | Techplus Control System | GRE-U-P4880-1 | 5 | ShenZhen Lux Power Technology Co Ltd | LXP-4.6KHybrid-NS | GREENTEK | 2025-09-01
2023-03-07 | HBS5180 | Techplus Control System GRE-U-P4880-1(x6) w/ ShenZhen Lux Power Technology Co Ltd LXP-4.6KHybrid-NS | 24.576 |  |  | Techplus Control System | GRE-U-P4880-1 | 6 | ShenZhen Lux Power Technology Co Ltd | LXP-4.6KHybrid-NS | GREENTEK | 2025-09-01
2023-03-07 | HBS5181 | Techplus Control System GRE-U-P4880-1(x7) w/ ShenZhen Lux Power Technology Co Ltd LXP-4.6KHybrid-NS | 28.672 |  |  | Techplus Control System | GRE-U-P4880-1 | 7 | ShenZhen Lux Power Technology Co Ltd | LXP-4.6KHybrid-NS | GREENTEK | 2025-09-01
2023-03-07 | HBS5182 | Techplus Control System GRE-U-P4880-1(x8) w/ ShenZhen Lux Power Technology Co Ltd LXP-4.6KHybrid-NS | 32.768 |  |  | Techplus Control System | GRE-U-P4880-1 | 8 | ShenZhen Lux Power Technology Co Ltd | LXP-4.6KHybrid-NS | GREENTEK | 2025-09-01
2023-03-07 | HBS5184 | Techplus Control System GRE-U-P4880-1(x2) w/ ShenZhen Lux Power Technology Co Ltd LXP-5KHybrid-NS | 8.192 |  |  | Techplus Control System | GRE-U-P4880-1 | 2 | ShenZhen Lux Power Technology Co Ltd | LXP-5KHybrid-NS | GREENTEK | 2025-09-01
2023-03-07 | HBS5185 | Techplus Control System GRE-U-P4880-1(x3) w/ ShenZhen Lux Power Technology Co Ltd LXP-5KHybrid-NS | 12.288 |  |  | Techplus Control System | GRE-U-P4880-1 | 3 | ShenZhen Lux Power Technology Co Ltd | LXP-5KHybrid-NS | GREENTEK | 2025-09-01
2023-03-07 | HBS5186 | Techplus Control System GRE-U-P4880-1(x4) w/ ShenZhen Lux Power Technology Co Ltd LXP-5KHybrid-NS | 16.384 |  |  | Techplus Control System | GRE-U-P4880-1 | 4 | ShenZhen Lux Power Technology Co Ltd | LXP-5KHybrid-NS | GREENTEK | 2025-09-01
2023-03-07 | HBS5187 | Techplus Control System GRE-U-P4880-1(x5) w/ ShenZhen Lux Power Technology Co Ltd LXP-5KHybrid-NS | 20.48 |  |  | Techplus Control System | GRE-U-P4880-1 | 5 | ShenZhen Lux Power Technology Co Ltd | LXP-5KHybrid-NS | GREENTEK | 2025-09-01
2023-03-07 | HBS5188 | Techplus Control System GRE-U-P4880-1(x6) w/ ShenZhen Lux Power Technology Co Ltd LXP-5KHybrid-NS | 24.576 |  |  | Techplus Control System | GRE-U-P4880-1 | 6 | ShenZhen Lux Power Technology Co Ltd | LXP-5KHybrid-NS | GREENTEK | 2025-09-01
2023-03-07 | HBS5189 | Techplus Control System GRE-U-P4880-1(x7) w/ ShenZhen Lux Power Technology Co Ltd LXP-5KHybrid-NS | 28.672 |  |  | Techplus Control System | GRE-U-P4880-1 | 7 | ShenZhen Lux Power Technology Co Ltd | LXP-5KHybrid-NS | GREENTEK | 2025-09-01
2023-03-07 | HBS5190 | Techplus Control System GRE-U-P4880-1(x8) w/ ShenZhen Lux Power Technology Co Ltd LXP-5KHybrid-NS | 32.768 |  |  | Techplus Control System | GRE-U-P4880-1 | 8 | ShenZhen Lux Power Technology Co Ltd | LXP-5KHybrid-NS | GREENTEK | 2025-09-01
2023-03-07 | HBS5192 | Techplus Control System GRE-U-P4880-1(x2) w/ Selectronic Australia Pty Ltd SPMC480-AU | 8.192 |  |  | Techplus Control System | GRE-U-P4880-1 | 2 | Selectronic Australia Pty Ltd | SPMC480-AU | GREENTEK | 2025-04-08
2023-03-07 | HBS5193 | Techplus Control System GRE-U-P4880-1(x3) w/ Selectronic Australia Pty Ltd SPMC480-AU | 12.288 |  |  | Techplus Control System | GRE-U-P4880-1 | 3 | Selectronic Australia Pty Ltd | SPMC480-AU | GREENTEK | 2025-04-08
2023-03-07 | HBS5194 | Techplus Control System GRE-U-P4880-1(x4) w/ Selectronic Australia Pty Ltd SPMC480-AU | 16.384 |  |  | Techplus Control System | GRE-U-P4880-1 | 4 | Selectronic Australia Pty Ltd | SPMC480-AU | GREENTEK | 2025-04-08
2023-03-07 | HBS5195 | Techplus Control System GRE-U-P4880-1(x5) w/ Selectronic Australia Pty Ltd SPMC480-AU | 20.48 |  |  | Techplus Control System | GRE-U-P4880-1 | 5 | Selectronic Australia Pty Ltd | SPMC480-AU | GREENTEK | 2025-04-08
2023-03-07 | HBS5196 | Techplus Control System GRE-U-P4880-1(x6) w/ Selectronic Australia Pty Ltd SPMC480-AU | 24.576 |  |  | Techplus Control System | GRE-U-P4880-1 | 6 | Selectronic Australia Pty Ltd | SPMC480-AU | GREENTEK | 2025-04-08
2023-03-07 | HBS5197 | Techplus Control System GRE-U-P4880-1(x7) w/ Selectronic Australia Pty Ltd SPMC480-AU | 28.672 |  |  | Techplus Control System | GRE-U-P4880-1 | 7 | Selectronic Australia Pty Ltd | SPMC480-AU | GREENTEK | 2025-04-08
2023-03-07 | HBS5198 | Techplus Control System GRE-U-P4880-1(x8) w/ Selectronic Australia Pty Ltd SPMC480-AU | 32.768 |  |  | Techplus Control System | GRE-U-P4880-1 | 8 | Selectronic Australia Pty Ltd | SPMC480-AU | GREENTEK | 2025-04-08
2023-03-07 | HBS5200 | Techplus Control System GRE-U-P4880-1(x2) w/ Selectronic Australia Pty Ltd SPMC481-AU | 8.192 |  |  | Techplus Control System | GRE-U-P4880-1 | 2 | Selectronic Australia Pty Ltd | SPMC481-AU | GREENTEK | 2025-04-08
2023-03-07 | HBS5201 | Techplus Control System GRE-U-P4880-1(x3) w/ Selectronic Australia Pty Ltd SPMC481-AU | 12.288 |  |  | Techplus Control System | GRE-U-P4880-1 | 3 | Selectronic Australia Pty Ltd | SPMC481-AU | GREENTEK | 2025-04-08
2023-03-07 | HBS5202 | Techplus Control System GRE-U-P4880-1(x4) w/ Selectronic Australia Pty Ltd SPMC481-AU | 16.384 |  |  | Techplus Control System | GRE-U-P4880-1 | 4 | Selectronic Australia Pty Ltd | SPMC481-AU | GREENTEK | 2025-04-08
2023-03-07 | HBS5203 | Techplus Control System GRE-U-P4880-1(x5) w/ Selectronic Australia Pty Ltd SPMC481-AU | 20.48 |  |  | Techplus Control System | GRE-U-P4880-1 | 5 | Selectronic Australia Pty Ltd | SPMC481-AU | GREENTEK | 2025-04-08
2023-03-07 | HBS5204 | Techplus Control System GRE-U-P4880-1(x6) w/ Selectronic Australia Pty Ltd SPMC481-AU | 24.576 |  |  | Techplus Control System | GRE-U-P4880-1 | 6 | Selectronic Australia Pty Ltd | SPMC481-AU | GREENTEK | 2025-04-08
2023-03-07 | HBS5205 | Techplus Control System GRE-U-P4880-1(x7) w/ Selectronic Australia Pty Ltd SPMC481-AU | 28.672 |  |  | Techplus Control System | GRE-U-P4880-1 | 7 | Selectronic Australia Pty Ltd | SPMC481-AU | GREENTEK | 2025-04-08
2023-03-07 | HBS5206 | Techplus Control System GRE-U-P4880-1(x8) w/ Selectronic Australia Pty Ltd SPMC481-AU | 32.768 |  |  | Techplus Control System | GRE-U-P4880-1 | 8 | Selectronic Australia Pty Ltd | SPMC481-AU | GREENTEK | 2025-04-08
2023-03-07 | HBS5208 | Techplus Control System GRE-U-P4880-1(x2) w/ Selectronic Australia Pty Ltd SPMC482-AU | 8.192 |  |  | Techplus Control System | GRE-U-P4880-1 | 2 | Selectronic Australia Pty Ltd | SPMC482-AU | GREENTEK | 2025-04-08
2023-03-07 | HBS5209 | Techplus Control System GRE-U-P4880-1(x3) w/ Selectronic Australia Pty Ltd SPMC482-AU | 12.288 |  |  | Techplus Control System | GRE-U-P4880-1 | 3 | Selectronic Australia Pty Ltd | SPMC482-AU | GREENTEK | 2025-04-08
2023-03-07 | HBS5210 | Techplus Control System GRE-U-P4880-1(x4) w/ Selectronic Australia Pty Ltd SPMC482-AU | 16.384 |  |  | Techplus Control System | GRE-U-P4880-1 | 4 | Selectronic Australia Pty Ltd | SPMC482-AU | GREENTEK | 2025-04-08
2023-03-07 | HBS5211 | Techplus Control System GRE-U-P4880-1(x5) w/ Selectronic Australia Pty Ltd SPMC482-AU | 20.48 |  |  | Techplus Control System | GRE-U-P4880-1 | 5 | Selectronic Australia Pty Ltd | SPMC482-AU | GREENTEK | 2025-04-08
2023-03-07 | HBS5212 | Techplus Control System GRE-U-P4880-1(x6) w/ Selectronic Australia Pty Ltd SPMC482-AU | 24.576 |  |  | Techplus Control System | GRE-U-P4880-1 | 6 | Selectronic Australia Pty Ltd | SPMC482-AU | GREENTEK | 2025-04-08
2023-03-07 | HBS5213 | Techplus Control System GRE-U-P4880-1(x7) w/ Selectronic Australia Pty Ltd SPMC482-AU | 28.672 |  |  | Techplus Control System | GRE-U-P4880-1 | 7 | Selectronic Australia Pty Ltd | SPMC482-AU | GREENTEK | 2025-04-08
2023-03-07 | HBS5214 | Techplus Control System GRE-U-P4880-1(x8) w/ Selectronic Australia Pty Ltd SPMC482-AU | 32.768 |  |  | Techplus Control System | GRE-U-P4880-1 | 8 | Selectronic Australia Pty Ltd | SPMC482-AU | GREENTEK | 2025-04-08
2023-03-24 | HBS5216 | Shenzhen SOFARSOLAR Co Ltd BTS5k(x2) w/ Shenzhen SOFARSOLAR Co Ltd HYD 5KTL-3PH | 9.5 |  |  | Shenzhen SOFARSOLAR Co Ltd | BTS5k | 2 | Shenzhen SOFARSOLAR Co Ltd | HYD 5KTL-3PH | SOFAR SOLAR | 2025-06-24
2023-03-24 | HBS5217 | Shenzhen SOFARSOLAR Co Ltd BTS5k(x3) w/ Shenzhen SOFARSOLAR Co Ltd HYD 5KTL-3PH | 14.25 |  |  | Shenzhen SOFARSOLAR Co Ltd | BTS5k | 3 | Shenzhen SOFARSOLAR Co Ltd | HYD 5KTL-3PH | SOFAR SOLAR | 2025-06-24
2023-03-24 | HBS5218 | Shenzhen SOFARSOLAR Co Ltd BTS5k(x4) w/ Shenzhen SOFARSOLAR Co Ltd HYD 5KTL-3PH | 19 |  |  | Shenzhen SOFARSOLAR Co Ltd | BTS5k | 4 | Shenzhen SOFARSOLAR Co Ltd | HYD 5KTL-3PH | SOFAR SOLAR | 2025-06-24
2023-03-24 | HBS5219 | Shenzhen SOFARSOLAR Co Ltd BTS5k(x5) w/ Shenzhen SOFARSOLAR Co Ltd HYD 5KTL-3PH | 23.75 |  |  | Shenzhen SOFARSOLAR Co Ltd | BTS5k | 5 | Shenzhen SOFARSOLAR Co Ltd | HYD 5KTL-3PH | SOFAR SOLAR | 2025-06-24
2023-03-24 | HBS5220 | Shenzhen SOFARSOLAR Co Ltd BTS5k(x6) w/ Shenzhen SOFARSOLAR Co Ltd HYD 5KTL-3PH | 28.5 |  |  | Shenzhen SOFARSOLAR Co Ltd | BTS5k | 6 | Shenzhen SOFARSOLAR Co Ltd | HYD 5KTL-3PH | SOFAR SOLAR | 2025-06-24
2023-03-24 | HBS5221 | Shenzhen SOFARSOLAR Co Ltd BTS5k(x7) w/ Shenzhen SOFARSOLAR Co Ltd HYD 5KTL-3PH | 33.25 |  |  | Shenzhen SOFARSOLAR Co Ltd | BTS5k | 7 | Shenzhen SOFARSOLAR Co Ltd | HYD 5KTL-3PH | SOFAR SOLAR | 2025-06-24
2023-03-24 | HBS5222 | Shenzhen SOFARSOLAR Co Ltd BTS5k(x8) w/ Shenzhen SOFARSOLAR Co Ltd HYD 5KTL-3PH | 38 |  |  | Shenzhen SOFARSOLAR Co Ltd | BTS5k | 8 | Shenzhen SOFARSOLAR Co Ltd | HYD 5KTL-3PH | SOFAR SOLAR | 2025-06-24
2023-03-24 | HBS5224 | Shenzhen SOFARSOLAR Co Ltd BTS5k(x2) w/ Shenzhen SOFARSOLAR Co Ltd HYD 6KTL-3PH | 9.5 |  |  | Shenzhen SOFARSOLAR Co Ltd | BTS5k | 2 | Shenzhen SOFARSOLAR Co Ltd | HYD 6KTL-3PH | SOFAR SOLAR | 2025-06-24
2023-03-24 | HBS5225 | Shenzhen SOFARSOLAR Co Ltd BTS5k(x3) w/ Shenzhen SOFARSOLAR Co Ltd HYD 6KTL-3PH | 14.25 |  |  | Shenzhen SOFARSOLAR Co Ltd | BTS5k | 3 | Shenzhen SOFARSOLAR Co Ltd | HYD 6KTL-3PH | SOFAR SOLAR | 2025-06-24
2023-03-24 | HBS5226 | Shenzhen SOFARSOLAR Co Ltd BTS5k(x4) w/ Shenzhen SOFARSOLAR Co Ltd HYD 6KTL-3PH | 19 |  |  | Shenzhen SOFARSOLAR Co Ltd | BTS5k | 4 | Shenzhen SOFARSOLAR Co Ltd | HYD 6KTL-3PH | SOFAR SOLAR | 2025-06-24
2023-03-24 | HBS5227 | Shenzhen SOFARSOLAR Co Ltd BTS5k(x5) w/ Shenzhen SOFARSOLAR Co Ltd HYD 6KTL-3PH | 23.75 |  |  | Shenzhen SOFARSOLAR Co Ltd | BTS5k | 5 | Shenzhen SOFARSOLAR Co Ltd | HYD 6KTL-3PH | SOFAR SOLAR | 2025-06-24
2023-03-24 | HBS5228 | Shenzhen SOFARSOLAR Co Ltd BTS5k(x6) w/ Shenzhen SOFARSOLAR Co Ltd HYD 6KTL-3PH | 28.5 |  |  | Shenzhen SOFARSOLAR Co Ltd | BTS5k | 6 | Shenzhen SOFARSOLAR Co Ltd | HYD 6KTL-3PH | SOFAR SOLAR | 2025-06-24
2023-03-24 | HBS5229 | Shenzhen SOFARSOLAR Co Ltd BTS5k(x7) w/ Shenzhen SOFARSOLAR Co Ltd HYD 6KTL-3PH | 33.25 |  |  | Shenzhen SOFARSOLAR Co Ltd | BTS5k | 7 | Shenzhen SOFARSOLAR Co Ltd | HYD 6KTL-3PH | SOFAR SOLAR | 2025-06-24
2023-03-24 | HBS5230 | Shenzhen SOFARSOLAR Co Ltd BTS5k(x8) w/ Shenzhen SOFARSOLAR Co Ltd HYD 6KTL-3PH | 38 |  |  | Shenzhen SOFARSOLAR Co Ltd | BTS5k | 8 | Shenzhen SOFARSOLAR Co Ltd | HYD 6KTL-3PH | SOFAR SOLAR | 2025-06-24
2023-03-24 | HBS5232 | Shenzhen SOFARSOLAR Co Ltd BTS5k(x2) w/ Shenzhen SOFARSOLAR Co Ltd HYD 8KTL-3PH | 9.5 |  |  | Shenzhen SOFARSOLAR Co Ltd | BTS5k | 2 | Shenzhen SOFARSOLAR Co Ltd | HYD 8KTL-3PH | SOFAR SOLAR | 2025-06-24
2023-03-24 | HBS5233 | Shenzhen SOFARSOLAR Co Ltd BTS5k(x3) w/ Shenzhen SOFARSOLAR Co Ltd HYD 8KTL-3PH | 14.25 |  |  | Shenzhen SOFARSOLAR Co Ltd | BTS5k | 3 | Shenzhen SOFARSOLAR Co Ltd | HYD 8KTL-3PH | SOFAR SOLAR | 2025-06-24
2023-03-24 | HBS5234 | Shenzhen SOFARSOLAR Co Ltd BTS5k(x4) w/ Shenzhen SOFARSOLAR Co Ltd HYD 8KTL-3PH | 19 |  |  | Shenzhen SOFARSOLAR Co Ltd | BTS5k | 4 | Shenzhen SOFARSOLAR Co Ltd | HYD 8KTL-3PH | SOFAR SOLAR | 2025-06-24
2023-03-24 | HBS5235 | Shenzhen SOFARSOLAR Co Ltd BTS5k(x5) w/ Shenzhen SOFARSOLAR Co Ltd HYD 8KTL-3PH | 23.75 |  |  | Shenzhen SOFARSOLAR Co Ltd | BTS5k | 5 | Shenzhen SOFARSOLAR Co Ltd | HYD 8KTL-3PH | SOFAR SOLAR | 2025-06-24
2023-03-24 | HBS5236 | Shenzhen SOFARSOLAR Co Ltd BTS5k(x6) w/ Shenzhen SOFARSOLAR Co Ltd HYD 8KTL-3PH | 28.5 |  |  | Shenzhen SOFARSOLAR Co Ltd | BTS5k | 6 | Shenzhen SOFARSOLAR Co Ltd | HYD 8KTL-3PH | SOFAR SOLAR | 2025-06-24
2023-03-24 | HBS5237 | Shenzhen SOFARSOLAR Co Ltd BTS5k(x7) w/ Shenzhen SOFARSOLAR Co Ltd HYD 8KTL-3PH | 33.25 |  |  | Shenzhen SOFARSOLAR Co Ltd | BTS5k | 7 | Shenzhen SOFARSOLAR Co Ltd | HYD 8KTL-3PH | SOFAR SOLAR | 2025-06-24
2023-03-24 | HBS5238 | Shenzhen SOFARSOLAR Co Ltd BTS5k(x8) w/ Shenzhen SOFARSOLAR Co Ltd HYD 8KTL-3PH | 38 |  |  | Shenzhen SOFARSOLAR Co Ltd | BTS5k | 8 | Shenzhen SOFARSOLAR Co Ltd | HYD 8KTL-3PH | SOFAR SOLAR | 2025-06-24
2023-03-24 | HBS5240 | Shenzhen SOFARSOLAR Co Ltd BTS5k(x2) w/ Shenzhen SOFARSOLAR Co Ltd HYD 10KTL-3PH | 9.5 |  |  | Shenzhen SOFARSOLAR Co Ltd | BTS5k | 2 | Shenzhen SOFARSOLAR Co Ltd | HYD 10KTL-3PH | SOFAR SOLAR | 2025-06-24
2023-03-24 | HBS5241 | Shenzhen SOFARSOLAR Co Ltd BTS5k(x3) w/ Shenzhen SOFARSOLAR Co Ltd HYD 10KTL-3PH | 14.25 |  |  | Shenzhen SOFARSOLAR Co Ltd | BTS5k | 3 | Shenzhen SOFARSOLAR Co Ltd | HYD 10KTL-3PH | SOFAR SOLAR | 2025-06-24
2023-03-24 | HBS5242 | Shenzhen SOFARSOLAR Co Ltd BTS5k(x4) w/ Shenzhen SOFARSOLAR Co Ltd HYD 10KTL-3PH | 19 |  |  | Shenzhen SOFARSOLAR Co Ltd | BTS5k | 4 | Shenzhen SOFARSOLAR Co Ltd | HYD 10KTL-3PH | SOFAR SOLAR | 2025-06-24
2023-03-24 | HBS5243 | Shenzhen SOFARSOLAR Co Ltd BTS5k(x5) w/ Shenzhen SOFARSOLAR Co Ltd HYD 10KTL-3PH | 23.75 |  |  | Shenzhen SOFARSOLAR Co Ltd | BTS5k | 5 | Shenzhen SOFARSOLAR Co Ltd | HYD 10KTL-3PH | SOFAR SOLAR | 2025-06-24
2023-03-24 | HBS5244 | Shenzhen SOFARSOLAR Co Ltd BTS5k(x6) w/ Shenzhen SOFARSOLAR Co Ltd HYD 10KTL-3PH | 28.5 |  |  | Shenzhen SOFARSOLAR Co Ltd | BTS5k | 6 | Shenzhen SOFARSOLAR Co Ltd | HYD 10KTL-3PH | SOFAR SOLAR | 2025-06-24
2023-03-24 | HBS5245 | Shenzhen SOFARSOLAR Co Ltd BTS5k(x7) w/ Shenzhen SOFARSOLAR Co Ltd HYD 10KTL-3PH | 33.25 |  |  | Shenzhen SOFARSOLAR Co Ltd | BTS5k | 7 | Shenzhen SOFARSOLAR Co Ltd | HYD 10KTL-3PH | SOFAR SOLAR | 2025-06-24
2023-03-24 | HBS5246 | Shenzhen SOFARSOLAR Co Ltd BTS5k(x8) w/ Shenzhen SOFARSOLAR Co Ltd HYD 10KTL-3PH | 38 |  |  | Shenzhen SOFARSOLAR Co Ltd | BTS5k | 8 | Shenzhen SOFARSOLAR Co Ltd | HYD 10KTL-3PH | SOFAR SOLAR | 2025-06-24
2023-03-24 | HBS5248 | Shenzhen SOFARSOLAR Co Ltd BTS5k(x2) w/ Shenzhen SOFARSOLAR Co Ltd HYD 15KTL-3PH | 9.5 |  |  | Shenzhen SOFARSOLAR Co Ltd | BTS5k | 2 | Shenzhen SOFARSOLAR Co Ltd | HYD 15KTL-3PH | SOFAR SOLAR | 2025-06-24
2023-03-24 | HBS5249 | Shenzhen SOFARSOLAR Co Ltd BTS5k(x3) w/ Shenzhen SOFARSOLAR Co Ltd HYD 15KTL-3PH | 14.25 |  |  | Shenzhen SOFARSOLAR Co Ltd | BTS5k | 3 | Shenzhen SOFARSOLAR Co Ltd | HYD 15KTL-3PH | SOFAR SOLAR | 2025-06-24
2023-03-24 | HBS5250 | Shenzhen SOFARSOLAR Co Ltd BTS5k(x4) w/ Shenzhen SOFARSOLAR Co Ltd HYD 15KTL-3PH | 19 |  |  | Shenzhen SOFARSOLAR Co Ltd | BTS5k | 4 | Shenzhen SOFARSOLAR Co Ltd | HYD 15KTL-3PH | SOFAR SOLAR | 2025-06-24
2023-03-24 | HBS5251 | Shenzhen SOFARSOLAR Co Ltd BTS5k(x5) w/ Shenzhen SOFARSOLAR Co Ltd HYD 15KTL-3PH | 23.75 |  |  | Shenzhen SOFARSOLAR Co Ltd | BTS5k | 5 | Shenzhen SOFARSOLAR Co Ltd | HYD 15KTL-3PH | SOFAR SOLAR | 2025-06-24
2023-03-24 | HBS5252 | Shenzhen SOFARSOLAR Co Ltd BTS5k(x6) w/ Shenzhen SOFARSOLAR Co Ltd HYD 15KTL-3PH | 28.5 |  |  | Shenzhen SOFARSOLAR Co Ltd | BTS5k | 6 | Shenzhen SOFARSOLAR Co Ltd | HYD 15KTL-3PH | SOFAR SOLAR | 2025-06-24
2023-03-24 | HBS5253 | Shenzhen SOFARSOLAR Co Ltd BTS5k(x7) w/ Shenzhen SOFARSOLAR Co Ltd HYD 15KTL-3PH | 33.25 |  |  | Shenzhen SOFARSOLAR Co Ltd | BTS5k | 7 | Shenzhen SOFARSOLAR Co Ltd | HYD 15KTL-3PH | SOFAR SOLAR | 2025-06-24
2023-03-24 | HBS5254 | Shenzhen SOFARSOLAR Co Ltd BTS5k(x8) w/ Shenzhen SOFARSOLAR Co Ltd HYD 15KTL-3PH | 38 |  |  | Shenzhen SOFARSOLAR Co Ltd | BTS5k | 8 | Shenzhen SOFARSOLAR Co Ltd | HYD 15KTL-3PH | SOFAR SOLAR | 2025-06-24
2023-03-24 | HBS5256 | Shenzhen SOFARSOLAR Co Ltd BTS5k(x2) w/ Shenzhen SOFARSOLAR Co Ltd HYD 20KTL-3PH | 9.5 |  |  | Shenzhen SOFARSOLAR Co Ltd | BTS5k | 2 | Shenzhen SOFARSOLAR Co Ltd | HYD 20KTL-3PH | SOFAR SOLAR | 2025-06-24
2023-03-24 | HBS5257 | Shenzhen SOFARSOLAR Co Ltd BTS5k(x3) w/ Shenzhen SOFARSOLAR Co Ltd HYD 20KTL-3PH | 14.25 |  |  | Shenzhen SOFARSOLAR Co Ltd | BTS5k | 3 | Shenzhen SOFARSOLAR Co Ltd | HYD 20KTL-3PH | SOFAR SOLAR | 2025-06-24
2023-03-24 | HBS5258 | Shenzhen SOFARSOLAR Co Ltd BTS5k(x4) w/ Shenzhen SOFARSOLAR Co Ltd HYD 20KTL-3PH | 19 |  |  | Shenzhen SOFARSOLAR Co Ltd | BTS5k | 4 | Shenzhen SOFARSOLAR Co Ltd | HYD 20KTL-3PH | SOFAR SOLAR | 2025-06-24
2023-03-24 | HBS5259 | Shenzhen SOFARSOLAR Co Ltd BTS5k(x5) w/ Shenzhen SOFARSOLAR Co Ltd HYD 20KTL-3PH | 23.75 |  |  | Shenzhen SOFARSOLAR Co Ltd | BTS5k | 5 | Shenzhen SOFARSOLAR Co Ltd | HYD 20KTL-3PH | SOFAR SOLAR | 2025-06-24
2023-03-24 | HBS5260 | Shenzhen SOFARSOLAR Co Ltd BTS5k(x6) w/ Shenzhen SOFARSOLAR Co Ltd HYD 20KTL-3PH | 28.5 |  |  | Shenzhen SOFARSOLAR Co Ltd | BTS5k | 6 | Shenzhen SOFARSOLAR Co Ltd | HYD 20KTL-3PH | SOFAR SOLAR | 2025-06-24
2023-03-24 | HBS5261 | Shenzhen SOFARSOLAR Co Ltd BTS5k(x7) w/ Shenzhen SOFARSOLAR Co Ltd HYD 20KTL-3PH | 33.25 |  |  | Shenzhen SOFARSOLAR Co Ltd | BTS5k | 7 | Shenzhen SOFARSOLAR Co Ltd | HYD 20KTL-3PH | SOFAR SOLAR | 2025-06-24
2023-03-24 | HBS5262 | Shenzhen SOFARSOLAR Co Ltd BTS5k(x8) w/ Shenzhen SOFARSOLAR Co Ltd HYD 20KTL-3PH | 38 |  |  | Shenzhen SOFARSOLAR Co Ltd | BTS5k | 8 | Shenzhen SOFARSOLAR Co Ltd | HYD 20KTL-3PH | SOFAR SOLAR | 2025-06-24
2023-03-24 | HBS5264 | Shenzhen SOFARSOLAR Co Ltd BTS5k(x2) w/ Shenzhen SOFARSOLAR Co Ltd ME 5KTL-3PH | 9.5 |  |  | Shenzhen SOFARSOLAR Co Ltd | BTS5k | 2 | Shenzhen SOFARSOLAR Co Ltd | ME 5KTL-3PH | SOFAR SOLAR | 2025-07-14
2023-03-24 | HBS5265 | Shenzhen SOFARSOLAR Co Ltd BTS5k(x3) w/ Shenzhen SOFARSOLAR Co Ltd ME 5KTL-3PH | 14.25 |  |  | Shenzhen SOFARSOLAR Co Ltd | BTS5k | 3 | Shenzhen SOFARSOLAR Co Ltd | ME 5KTL-3PH | SOFAR SOLAR | 2025-07-14
2023-03-24 | HBS5266 | Shenzhen SOFARSOLAR Co Ltd BTS5k(x4) w/ Shenzhen SOFARSOLAR Co Ltd ME 5KTL-3PH | 19 |  |  | Shenzhen SOFARSOLAR Co Ltd | BTS5k | 4 | Shenzhen SOFARSOLAR Co Ltd | ME 5KTL-3PH | SOFAR SOLAR | 2025-07-14
2023-03-24 | HBS5267 | Shenzhen SOFARSOLAR Co Ltd BTS5k(x5) w/ Shenzhen SOFARSOLAR Co Ltd ME 5KTL-3PH | 23.75 |  |  | Shenzhen SOFARSOLAR Co Ltd | BTS5k | 5 | Shenzhen SOFARSOLAR Co Ltd | ME 5KTL-3PH | SOFAR SOLAR | 2025-07-14
2023-03-24 | HBS5268 | Shenzhen SOFARSOLAR Co Ltd BTS5k(x6) w/ Shenzhen SOFARSOLAR Co Ltd ME 5KTL-3PH | 28.5 |  |  | Shenzhen SOFARSOLAR Co Ltd | BTS5k | 6 | Shenzhen SOFARSOLAR Co Ltd | ME 5KTL-3PH | SOFAR SOLAR | 2025-07-14
2023-03-24 | HBS5269 | Shenzhen SOFARSOLAR Co Ltd BTS5k(x7) w/ Shenzhen SOFARSOLAR Co Ltd ME 5KTL-3PH | 33.25 |  |  | Shenzhen SOFARSOLAR Co Ltd | BTS5k | 7 | Shenzhen SOFARSOLAR Co Ltd | ME 5KTL-3PH | SOFAR SOLAR | 2025-07-14
2023-03-24 | HBS5270 | Shenzhen SOFARSOLAR Co Ltd BTS5k(x8) w/ Shenzhen SOFARSOLAR Co Ltd ME 5KTL-3PH | 38 |  |  | Shenzhen SOFARSOLAR Co Ltd | BTS5k | 8 | Shenzhen SOFARSOLAR Co Ltd | ME 5KTL-3PH | SOFAR SOLAR | 2025-07-14
2023-03-24 | HBS5272 | Shenzhen SOFARSOLAR Co Ltd BTS5k(x2) w/ Shenzhen SOFARSOLAR Co Ltd ME 6KTL-3PH | 9.5 |  |  | Shenzhen SOFARSOLAR Co Ltd | BTS5k | 2 | Shenzhen SOFARSOLAR Co Ltd | ME 6KTL-3PH | SOFAR SOLAR | 2025-07-14
2023-03-24 | HBS5273 | Shenzhen SOFARSOLAR Co Ltd BTS5k(x3) w/ Shenzhen SOFARSOLAR Co Ltd ME 6KTL-3PH | 14.25 |  |  | Shenzhen SOFARSOLAR Co Ltd | BTS5k | 3 | Shenzhen SOFARSOLAR Co Ltd | ME 6KTL-3PH | SOFAR SOLAR | 2025-07-14
2023-03-24 | HBS5274 | Shenzhen SOFARSOLAR Co Ltd BTS5k(x4) w/ Shenzhen SOFARSOLAR Co Ltd ME 6KTL-3PH | 19 |  |  | Shenzhen SOFARSOLAR Co Ltd | BTS5k | 4 | Shenzhen SOFARSOLAR Co Ltd | ME 6KTL-3PH | SOFAR SOLAR | 2025-07-14
2023-03-24 | HBS5275 | Shenzhen SOFARSOLAR Co Ltd BTS5k(x5) w/ Shenzhen SOFARSOLAR Co Ltd ME 6KTL-3PH | 23.75 |  |  | Shenzhen SOFARSOLAR Co Ltd | BTS5k | 5 | Shenzhen SOFARSOLAR Co Ltd | ME 6KTL-3PH | SOFAR SOLAR | 2025-07-14
2023-03-24 | HBS5276 | Shenzhen SOFARSOLAR Co Ltd BTS5k(x6) w/ Shenzhen SOFARSOLAR Co Ltd ME 6KTL-3PH | 28.5 |  |  | Shenzhen SOFARSOLAR Co Ltd | BTS5k | 6 | Shenzhen SOFARSOLAR Co Ltd | ME 6KTL-3PH | SOFAR SOLAR | 2025-07-14
2023-03-24 | HBS5277 | Shenzhen SOFARSOLAR Co Ltd BTS5k(x7) w/ Shenzhen SOFARSOLAR Co Ltd ME 6KTL-3PH | 33.25 |  |  | Shenzhen SOFARSOLAR Co Ltd | BTS5k | 7 | Shenzhen SOFARSOLAR Co Ltd | ME 6KTL-3PH | SOFAR SOLAR | 2025-07-14
2023-03-24 | HBS5278 | Shenzhen SOFARSOLAR Co Ltd BTS5k(x8) w/ Shenzhen SOFARSOLAR Co Ltd ME 6KTL-3PH | 38 |  |  | Shenzhen SOFARSOLAR Co Ltd | BTS5k | 8 | Shenzhen SOFARSOLAR Co Ltd | ME 6KTL-3PH | SOFAR SOLAR | 2025-07-14
2023-03-24 | HBS5280 | Shenzhen SOFARSOLAR Co Ltd BTS5k(x2) w/ Shenzhen SOFARSOLAR Co Ltd ME 8KTL-3PH | 9.5 |  |  | Shenzhen SOFARSOLAR Co Ltd | BTS5k | 2 | Shenzhen SOFARSOLAR Co Ltd | ME 8KTL-3PH | SOFAR SOLAR | 2025-07-14
2023-03-24 | HBS5281 | Shenzhen SOFARSOLAR Co Ltd BTS5k(x3) w/ Shenzhen SOFARSOLAR Co Ltd ME 8KTL-3PH | 14.25 |  |  | Shenzhen SOFARSOLAR Co Ltd | BTS5k | 3 | Shenzhen SOFARSOLAR Co Ltd | ME 8KTL-3PH | SOFAR SOLAR | 2025-07-14
2023-03-24 | HBS5282 | Shenzhen SOFARSOLAR Co Ltd BTS5k(x4) w/ Shenzhen SOFARSOLAR Co Ltd ME 8KTL-3PH | 19 |  |  | Shenzhen SOFARSOLAR Co Ltd | BTS5k | 4 | Shenzhen SOFARSOLAR Co Ltd | ME 8KTL-3PH | SOFAR SOLAR | 2025-07-14
2023-03-24 | HBS5283 | Shenzhen SOFARSOLAR Co Ltd BTS5k(x5) w/ Shenzhen SOFARSOLAR Co Ltd ME 8KTL-3PH | 23.75 |  |  | Shenzhen SOFARSOLAR Co Ltd | BTS5k | 5 | Shenzhen SOFARSOLAR Co Ltd | ME 8KTL-3PH | SOFAR SOLAR | 2025-07-14
2023-03-24 | HBS5284 | Shenzhen SOFARSOLAR Co Ltd BTS5k(x6) w/ Shenzhen SOFARSOLAR Co Ltd ME 8KTL-3PH | 28.5 |  |  | Shenzhen SOFARSOLAR Co Ltd | BTS5k | 6 | Shenzhen SOFARSOLAR Co Ltd | ME 8KTL-3PH | SOFAR SOLAR | 2025-07-14
2023-03-24 | HBS5285 | Shenzhen SOFARSOLAR Co Ltd BTS5k(x7) w/ Shenzhen SOFARSOLAR Co Ltd ME 8KTL-3PH | 33.25 |  |  | Shenzhen SOFARSOLAR Co Ltd | BTS5k | 7 | Shenzhen SOFARSOLAR Co Ltd | ME 8KTL-3PH | SOFAR SOLAR | 2025-07-14
2023-03-24 | HBS5286 | Shenzhen SOFARSOLAR Co Ltd BTS5k(x8) w/ Shenzhen SOFARSOLAR Co Ltd ME 8KTL-3PH | 38 |  |  | Shenzhen SOFARSOLAR Co Ltd | BTS5k | 8 | Shenzhen SOFARSOLAR Co Ltd | ME 8KTL-3PH | SOFAR SOLAR | 2025-07-14
2023-03-24 | HBS5288 | Shenzhen SOFARSOLAR Co Ltd BTS5k(x2) w/ Shenzhen SOFARSOLAR Co Ltd ME 10KTL-3PH | 9.5 |  |  | Shenzhen SOFARSOLAR Co Ltd | BTS5k | 2 | Shenzhen SOFARSOLAR Co Ltd | ME 10KTL-3PH | SOFAR SOLAR | 2025-07-14
2023-03-24 | HBS5289 | Shenzhen SOFARSOLAR Co Ltd BTS5k(x3) w/ Shenzhen SOFARSOLAR Co Ltd ME 10KTL-3PH | 14.25 |  |  | Shenzhen SOFARSOLAR Co Ltd | BTS5k | 3 | Shenzhen SOFARSOLAR Co Ltd | ME 10KTL-3PH | SOFAR SOLAR | 2025-07-14
2023-03-24 | HBS5290 | Shenzhen SOFARSOLAR Co Ltd BTS5k(x4) w/ Shenzhen SOFARSOLAR Co Ltd ME 10KTL-3PH | 19 |  |  | Shenzhen SOFARSOLAR Co Ltd | BTS5k | 4 | Shenzhen SOFARSOLAR Co Ltd | ME 10KTL-3PH | SOFAR SOLAR | 2025-07-14
2023-03-24 | HBS5291 | Shenzhen SOFARSOLAR Co Ltd BTS5k(x5) w/ Shenzhen SOFARSOLAR Co Ltd ME 10KTL-3PH | 23.75 |  |  | Shenzhen SOFARSOLAR Co Ltd | BTS5k | 5 | Shenzhen SOFARSOLAR Co Ltd | ME 10KTL-3PH | SOFAR SOLAR | 2025-07-14
2023-03-24 | HBS5292 | Shenzhen SOFARSOLAR Co Ltd BTS5k(x6) w/ Shenzhen SOFARSOLAR Co Ltd ME 10KTL-3PH | 28.5 |  |  | Shenzhen SOFARSOLAR Co Ltd | BTS5k | 6 | Shenzhen SOFARSOLAR Co Ltd | ME 10KTL-3PH | SOFAR SOLAR | 2025-07-14
2023-03-24 | HBS5293 | Shenzhen SOFARSOLAR Co Ltd BTS5k(x7) w/ Shenzhen SOFARSOLAR Co Ltd ME 10KTL-3PH | 33.25 |  |  | Shenzhen SOFARSOLAR Co Ltd | BTS5k | 7 | Shenzhen SOFARSOLAR Co Ltd | ME 10KTL-3PH | SOFAR SOLAR | 2025-07-14
2023-03-24 | HBS5294 | Shenzhen SOFARSOLAR Co Ltd BTS5k(x8) w/ Shenzhen SOFARSOLAR Co Ltd ME 10KTL-3PH | 38 |  |  | Shenzhen SOFARSOLAR Co Ltd | BTS5k | 8 | Shenzhen SOFARSOLAR Co Ltd | ME 10KTL-3PH | SOFAR SOLAR | 2025-07-14
2023-03-24 | HBS5296 | Shenzhen SOFARSOLAR Co Ltd BTS5k(x2) w/ Shenzhen SOFARSOLAR Co Ltd ME 15KTL-3PH | 9.5 |  |  | Shenzhen SOFARSOLAR Co Ltd | BTS5k | 2 | Shenzhen SOFARSOLAR Co Ltd | ME 15KTL-3PH | SOFAR SOLAR | 2025-07-14
2023-03-24 | HBS5297 | Shenzhen SOFARSOLAR Co Ltd BTS5k(x3) w/ Shenzhen SOFARSOLAR Co Ltd ME 15KTL-3PH | 14.25 |  |  | Shenzhen SOFARSOLAR Co Ltd | BTS5k | 3 | Shenzhen SOFARSOLAR Co Ltd | ME 15KTL-3PH | SOFAR SOLAR | 2025-07-14
2023-03-24 | HBS5298 | Shenzhen SOFARSOLAR Co Ltd BTS5k(x4) w/ Shenzhen SOFARSOLAR Co Ltd ME 15KTL-3PH | 19 |  |  | Shenzhen SOFARSOLAR Co Ltd | BTS5k | 4 | Shenzhen SOFARSOLAR Co Ltd | ME 15KTL-3PH | SOFAR SOLAR | 2025-07-14
2023-03-24 | HBS5299 | Shenzhen SOFARSOLAR Co Ltd BTS5k(x5) w/ Shenzhen SOFARSOLAR Co Ltd ME 15KTL-3PH | 23.75 |  |  | Shenzhen SOFARSOLAR Co Ltd | BTS5k | 5 | Shenzhen SOFARSOLAR Co Ltd | ME 15KTL-3PH | SOFAR SOLAR | 2025-07-14
2023-03-24 | HBS5300 | Shenzhen SOFARSOLAR Co Ltd BTS5k(x6) w/ Shenzhen SOFARSOLAR Co Ltd ME 15KTL-3PH | 28.5 |  |  | Shenzhen SOFARSOLAR Co Ltd | BTS5k | 6 | Shenzhen SOFARSOLAR Co Ltd | ME 15KTL-3PH | SOFAR SOLAR | 2025-07-14
2023-03-24 | HBS5301 | Shenzhen SOFARSOLAR Co Ltd BTS5k(x7) w/ Shenzhen SOFARSOLAR Co Ltd ME 15KTL-3PH | 33.25 |  |  | Shenzhen SOFARSOLAR Co Ltd | BTS5k | 7 | Shenzhen SOFARSOLAR Co Ltd | ME 15KTL-3PH | SOFAR SOLAR | 2025-07-14
2023-03-24 | HBS5302 | Shenzhen SOFARSOLAR Co Ltd BTS5k(x8) w/ Shenzhen SOFARSOLAR Co Ltd ME 15KTL-3PH | 38 |  |  | Shenzhen SOFARSOLAR Co Ltd | BTS5k | 8 | Shenzhen SOFARSOLAR Co Ltd | ME 15KTL-3PH | SOFAR SOLAR | 2025-07-14
2023-03-24 | HBS5304 | Shenzhen SOFARSOLAR Co Ltd BTS5k(x2) w/ Shenzhen SOFARSOLAR Co Ltd ME 20KTL-3PH | 9.5 |  |  | Shenzhen SOFARSOLAR Co Ltd | BTS5k | 2 | Shenzhen SOFARSOLAR Co Ltd | ME 20KTL-3PH | SOFAR SOLAR | 2025-07-14
2023-03-24 | HBS5305 | Shenzhen SOFARSOLAR Co Ltd BTS5k(x3) w/ Shenzhen SOFARSOLAR Co Ltd ME 20KTL-3PH | 14.25 |  |  | Shenzhen SOFARSOLAR Co Ltd | BTS5k | 3 | Shenzhen SOFARSOLAR Co Ltd | ME 20KTL-3PH | SOFAR SOLAR | 2025-07-14
2023-03-24 | HBS5306 | Shenzhen SOFARSOLAR Co Ltd BTS5k(x4) w/ Shenzhen SOFARSOLAR Co Ltd ME 20KTL-3PH | 19 |  |  | Shenzhen SOFARSOLAR Co Ltd | BTS5k | 4 | Shenzhen SOFARSOLAR Co Ltd | ME 20KTL-3PH | SOFAR SOLAR | 2025-07-14
2023-03-24 | HBS5307 | Shenzhen SOFARSOLAR Co Ltd BTS5k(x5) w/ Shenzhen SOFARSOLAR Co Ltd ME 20KTL-3PH | 23.75 |  |  | Shenzhen SOFARSOLAR Co Ltd | BTS5k | 5 | Shenzhen SOFARSOLAR Co Ltd | ME 20KTL-3PH | SOFAR SOLAR | 2025-07-14
2023-03-24 | HBS5308 | Shenzhen SOFARSOLAR Co Ltd BTS5k(x6) w/ Shenzhen SOFARSOLAR Co Ltd ME 20KTL-3PH | 28.5 |  |  | Shenzhen SOFARSOLAR Co Ltd | BTS5k | 6 | Shenzhen SOFARSOLAR Co Ltd | ME 20KTL-3PH | SOFAR SOLAR | 2025-07-14
2023-03-24 | HBS5309 | Shenzhen SOFARSOLAR Co Ltd BTS5k(x7) w/ Shenzhen SOFARSOLAR Co Ltd ME 20KTL-3PH | 33.25 |  |  | Shenzhen SOFARSOLAR Co Ltd | BTS5k | 7 | Shenzhen SOFARSOLAR Co Ltd | ME 20KTL-3PH | SOFAR SOLAR | 2025-07-14
2023-03-24 | HBS5310 | Shenzhen SOFARSOLAR Co Ltd BTS5k(x8) w/ Shenzhen SOFARSOLAR Co Ltd ME 20KTL-3PH | 38 |  |  | Shenzhen SOFARSOLAR Co Ltd | BTS5k | 8 | Shenzhen SOFARSOLAR Co Ltd | ME 20KTL-3PH | SOFAR SOLAR | 2025-07-14
2023-03-24 | HBS5312 | Shenzhen SOFARSOLAR Co Ltd BTS5k(x2) w/ Shenzhen SOFARSOLAR Co Ltd ESI 3K-S1 | 9.5 |  |  | Shenzhen SOFARSOLAR Co Ltd | BTS5k | 2 | Shenzhen SOFARSOLAR Co Ltd | ESI 3K-S1 | SOFAR SOLAR | 2026-01-23
2023-03-24 | HBS5313 | Shenzhen SOFARSOLAR Co Ltd BTS5k(x3) w/ Shenzhen SOFARSOLAR Co Ltd ESI 3K-S1 | 14.25 |  |  | Shenzhen SOFARSOLAR Co Ltd | BTS5k | 3 | Shenzhen SOFARSOLAR Co Ltd | ESI 3K-S1 | SOFAR SOLAR | 2026-01-23
2023-03-24 | HBS5314 | Shenzhen SOFARSOLAR Co Ltd BTS5k(x4) w/ Shenzhen SOFARSOLAR Co Ltd ESI 3K-S1 | 19 |  |  | Shenzhen SOFARSOLAR Co Ltd | BTS5k | 4 | Shenzhen SOFARSOLAR Co Ltd | ESI 3K-S1 | SOFAR SOLAR | 2026-01-23
2023-03-24 | HBS5315 | Shenzhen SOFARSOLAR Co Ltd BTS5k(x5) w/ Shenzhen SOFARSOLAR Co Ltd ESI 3K-S1 | 23.75 |  |  | Shenzhen SOFARSOLAR Co Ltd | BTS5k | 5 | Shenzhen SOFARSOLAR Co Ltd | ESI 3K-S1 | SOFAR SOLAR | 2026-01-23
2023-03-24 | HBS5316 | Shenzhen SOFARSOLAR Co Ltd BTS5k(x6) w/ Shenzhen SOFARSOLAR Co Ltd ESI 3K-S1 | 28.5 |  |  | Shenzhen SOFARSOLAR Co Ltd | BTS5k | 6 | Shenzhen SOFARSOLAR Co Ltd | ESI 3K-S1 | SOFAR SOLAR | 2026-01-23
2023-03-24 | HBS5318 | Shenzhen SOFARSOLAR Co Ltd BTS5k(x2) w/ Shenzhen SOFARSOLAR Co Ltd ESI 3.68K-S1 | 9.5 |  |  | Shenzhen SOFARSOLAR Co Ltd | BTS5k | 2 | Shenzhen SOFARSOLAR Co Ltd | ESI 3.68K-S1 | SOFAR SOLAR | 2026-01-23
2023-03-24 | HBS5319 | Shenzhen SOFARSOLAR Co Ltd BTS5k(x3) w/ Shenzhen SOFARSOLAR Co Ltd ESI 3.68K-S1 | 14.25 |  |  | Shenzhen SOFARSOLAR Co Ltd | BTS5k | 3 | Shenzhen SOFARSOLAR Co Ltd | ESI 3.68K-S1 | SOFAR SOLAR | 2026-01-23
2023-03-24 | HBS5320 | Shenzhen SOFARSOLAR Co Ltd BTS5k(x4) w/ Shenzhen SOFARSOLAR Co Ltd ESI 3.68K-S1 | 19 |  |  | Shenzhen SOFARSOLAR Co Ltd | BTS5k | 4 | Shenzhen SOFARSOLAR Co Ltd | ESI 3.68K-S1 | SOFAR SOLAR | 2026-01-23
2023-03-24 | HBS5321 | Shenzhen SOFARSOLAR Co Ltd BTS5k(x5) w/ Shenzhen SOFARSOLAR Co Ltd ESI 3.68K-S1 | 23.75 |  |  | Shenzhen SOFARSOLAR Co Ltd | BTS5k | 5 | Shenzhen SOFARSOLAR Co Ltd | ESI 3.68K-S1 | SOFAR SOLAR | 2026-01-23
2023-03-24 | HBS5322 | Shenzhen SOFARSOLAR Co Ltd BTS5k(x6) w/ Shenzhen SOFARSOLAR Co Ltd ESI 3.68K-S1 | 28.5 |  |  | Shenzhen SOFARSOLAR Co Ltd | BTS5k | 6 | Shenzhen SOFARSOLAR Co Ltd | ESI 3.68K-S1 | SOFAR SOLAR | 2026-01-23
2023-03-24 | HBS5324 | Shenzhen SOFARSOLAR Co Ltd BTS5k(x2) w/ Shenzhen SOFARSOLAR Co Ltd ESI 4K-S1 | 9.5 |  |  | Shenzhen SOFARSOLAR Co Ltd | BTS5k | 2 | Shenzhen SOFARSOLAR Co Ltd | ESI 4K-S1 | SOFAR SOLAR | 2026-01-23
2023-03-24 | HBS5325 | Shenzhen SOFARSOLAR Co Ltd BTS5k(x3) w/ Shenzhen SOFARSOLAR Co Ltd ESI 4K-S1 | 14.25 |  |  | Shenzhen SOFARSOLAR Co Ltd | BTS5k | 3 | Shenzhen SOFARSOLAR Co Ltd | ESI 4K-S1 | SOFAR SOLAR | 2026-01-23
2023-03-24 | HBS5326 | Shenzhen SOFARSOLAR Co Ltd BTS5k(x4) w/ Shenzhen SOFARSOLAR Co Ltd ESI 4K-S1 | 19 |  |  | Shenzhen SOFARSOLAR Co Ltd | BTS5k | 4 | Shenzhen SOFARSOLAR Co Ltd | ESI 4K-S1 | SOFAR SOLAR | 2026-01-23
2023-03-24 | HBS5327 | Shenzhen SOFARSOLAR Co Ltd BTS5k(x5) w/ Shenzhen SOFARSOLAR Co Ltd ESI 4K-S1 | 23.75 |  |  | Shenzhen SOFARSOLAR Co Ltd | BTS5k | 5 | Shenzhen SOFARSOLAR Co Ltd | ESI 4K-S1 | SOFAR SOLAR | 2026-01-23
2023-03-24 | HBS5328 | Shenzhen SOFARSOLAR Co Ltd BTS5k(x6) w/ Shenzhen SOFARSOLAR Co Ltd ESI 4K-S1 | 28.5 |  |  | Shenzhen SOFARSOLAR Co Ltd | BTS5k | 6 | Shenzhen SOFARSOLAR Co Ltd | ESI 4K-S1 | SOFAR SOLAR | 2026-01-23
2023-03-24 | HBS5330 | Shenzhen SOFARSOLAR Co Ltd BTS5k(x2) w/ Shenzhen SOFARSOLAR Co Ltd ESI 4.6K-S1 | 9.5 |  |  | Shenzhen SOFARSOLAR Co Ltd | BTS5k | 2 | Shenzhen SOFARSOLAR Co Ltd | ESI 4.6K-S1 | SOFAR SOLAR | 2026-01-23
2023-03-24 | HBS5331 | Shenzhen SOFARSOLAR Co Ltd BTS5k(x3) w/ Shenzhen SOFARSOLAR Co Ltd ESI 4.6K-S1 | 14.25 |  |  | Shenzhen SOFARSOLAR Co Ltd | BTS5k | 3 | Shenzhen SOFARSOLAR Co Ltd | ESI 4.6K-S1 | SOFAR SOLAR | 2026-01-23
2023-03-24 | HBS5332 | Shenzhen SOFARSOLAR Co Ltd BTS5k(x4) w/ Shenzhen SOFARSOLAR Co Ltd ESI 4.6K-S1 | 19 |  |  | Shenzhen SOFARSOLAR Co Ltd | BTS5k | 4 | Shenzhen SOFARSOLAR Co Ltd | ESI 4.6K-S1 | SOFAR SOLAR | 2026-01-23
2023-03-24 | HBS5333 | Shenzhen SOFARSOLAR Co Ltd BTS5k(x5) w/ Shenzhen SOFARSOLAR Co Ltd ESI 4.6K-S1 | 23.75 |  |  | Shenzhen SOFARSOLAR Co Ltd | BTS5k | 5 | Shenzhen SOFARSOLAR Co Ltd | ESI 4.6K-S1 | SOFAR SOLAR | 2026-01-23
2023-03-24 | HBS5334 | Shenzhen SOFARSOLAR Co Ltd BTS5k(x6) w/ Shenzhen SOFARSOLAR Co Ltd ESI 4.6K-S1 | 28.5 |  |  | Shenzhen SOFARSOLAR Co Ltd | BTS5k | 6 | Shenzhen SOFARSOLAR Co Ltd | ESI 4.6K-S1 | SOFAR SOLAR | 2026-01-23
2023-03-24 | HBS5336 | Shenzhen SOFARSOLAR Co Ltd BTS5k(x2) w/ Shenzhen SOFARSOLAR Co Ltd ESI 5K-S1 | 9.5 |  |  | Shenzhen SOFARSOLAR Co Ltd | BTS5k | 2 | Shenzhen SOFARSOLAR Co Ltd | ESI 5K-S1 | SOFAR SOLAR | 2026-01-23
2023-03-24 | HBS5337 | Shenzhen SOFARSOLAR Co Ltd BTS5k(x3) w/ Shenzhen SOFARSOLAR Co Ltd ESI 5K-S1 | 14.25 |  |  | Shenzhen SOFARSOLAR Co Ltd | BTS5k | 3 | Shenzhen SOFARSOLAR Co Ltd | ESI 5K-S1 | SOFAR SOLAR | 2026-01-23
2023-03-24 | HBS5338 | Shenzhen SOFARSOLAR Co Ltd BTS5k(x4) w/ Shenzhen SOFARSOLAR Co Ltd ESI 5K-S1 | 19 |  |  | Shenzhen SOFARSOLAR Co Ltd | BTS5k | 4 | Shenzhen SOFARSOLAR Co Ltd | ESI 5K-S1 | SOFAR SOLAR | 2026-01-23
2023-03-24 | HBS5339 | Shenzhen SOFARSOLAR Co Ltd BTS5k(x5) w/ Shenzhen SOFARSOLAR Co Ltd ESI 5K-S1 | 23.75 |  |  | Shenzhen SOFARSOLAR Co Ltd | BTS5k | 5 | Shenzhen SOFARSOLAR Co Ltd | ESI 5K-S1 | SOFAR SOLAR | 2026-01-23
2023-03-24 | HBS5340 | Shenzhen SOFARSOLAR Co Ltd BTS5k(x6) w/ Shenzhen SOFARSOLAR Co Ltd ESI 5K-S1 | 28.5 |  |  | Shenzhen SOFARSOLAR Co Ltd | BTS5k | 6 | Shenzhen SOFARSOLAR Co Ltd | ESI 5K-S1 | SOFAR SOLAR | 2026-01-23
2023-03-24 | HBS5342 | Shenzhen SOFARSOLAR Co Ltd BTS5k(x2) w/ Shenzhen SOFARSOLAR Co Ltd ESI 6K-S1 | 9.5 |  |  | Shenzhen SOFARSOLAR Co Ltd | BTS5k | 2 | Shenzhen SOFARSOLAR Co Ltd | ESI 6K-S1 | SOFAR SOLAR | 2026-01-23
2023-03-24 | HBS5343 | Shenzhen SOFARSOLAR Co Ltd BTS5k(x3) w/ Shenzhen SOFARSOLAR Co Ltd ESI 6K-S1 | 14.25 |  |  | Shenzhen SOFARSOLAR Co Ltd | BTS5k | 3 | Shenzhen SOFARSOLAR Co Ltd | ESI 6K-S1 | SOFAR SOLAR | 2026-01-23
2023-03-24 | HBS5344 | Shenzhen SOFARSOLAR Co Ltd BTS5k(x4) w/ Shenzhen SOFARSOLAR Co Ltd ESI 6K-S1 | 19 |  |  | Shenzhen SOFARSOLAR Co Ltd | BTS5k | 4 | Shenzhen SOFARSOLAR Co Ltd | ESI 6K-S1 | SOFAR SOLAR | 2026-01-23
2023-03-24 | HBS5345 | Shenzhen SOFARSOLAR Co Ltd BTS5k(x5) w/ Shenzhen SOFARSOLAR Co Ltd ESI 6K-S1 | 23.75 |  |  | Shenzhen SOFARSOLAR Co Ltd | BTS5k | 5 | Shenzhen SOFARSOLAR Co Ltd | ESI 6K-S1 | SOFAR SOLAR | 2026-01-23
2023-03-24 | HBS5346 | Shenzhen SOFARSOLAR Co Ltd BTS5k(x6) w/ Shenzhen SOFARSOLAR Co Ltd ESI 6K-S1 | 28.5 |  |  | Shenzhen SOFARSOLAR Co Ltd | BTS5k | 6 | Shenzhen SOFARSOLAR Co Ltd | ESI 6K-S1 | SOFAR SOLAR | 2026-01-23
2023-04-21 | HBS5347 | Alpha ESS SMILE-G3-BAT-10.1P (x1) w/ Alpha ESS SMILE-G3-B5-INV | 9.6 |  |  | Alpha ESS | SMILE-G3-BAT-10.1P | 1 | Alpha ESS | SMILE-G3-B5-INV | Alpha ESS | 2025-07-21
2023-04-21 | HBS5348 | Alpha ESS SMILE-G3-BAT-10.1P II (x1) w/ Alpha ESS SMILE-G3-B5-INV | 19.2 |  |  | Alpha ESS | SMILE-G3-BAT-10.1P II | 1 | Alpha ESS | SMILE-G3-B5-INV | Alpha ESS | 2025-07-21
2023-04-21 | HBS5349 | Alpha ESS SMILE-G3-BAT-10.1P III (x1) w/ Alpha ESS SMILE-G3-B5-INV | 28.7 |  |  | Alpha ESS | SMILE-G3-BAT-10.1P III | 1 | Alpha ESS | SMILE-G3-B5-INV | Alpha ESS | 2025-07-21
2023-04-21 | HBS5350 | Alpha ESS SMILE-G3-BAT-10.1P IV (x1) w/ Alpha ESS SMILE-G3-B5-INV | 38.3 |  |  | Alpha ESS | SMILE-G3-BAT-10.1P IV | 1 | Alpha ESS | SMILE-G3-B5-INV | Alpha ESS | 2025-07-21
2023-04-21 | HBS5351 | Alpha ESS SMILE-G3-BAT-10.1P V (x1) w/ Alpha ESS SMILE-G3-B5-INV | 49.7 |  |  | Alpha ESS | SMILE-G3-BAT-10.1P V | 1 | Alpha ESS | SMILE-G3-B5-INV | Alpha ESS | 2025-07-21
2023-04-21 | HBS5352 | Alpha ESS SMILE-G3-BAT-10.1P VI (x1) w/ Alpha ESS SMILE-G3-B5-INV | 57.5 |  |  | Alpha ESS | SMILE-G3-BAT-10.1P VI | 1 | Alpha ESS | SMILE-G3-B5-INV | Alpha ESS | 2025-07-21
2023-04-21 | HBS5354 | Alpha ESS SMILE-BAT-5P II (x1) w/ Alpha ESS SMILE-S5 | 10.08 |  |  | Alpha ESS | SMILE-BAT-5P II | 1 | Alpha ESS | SMILE-S5 | Alpha ESS | 2025-11-24
2023-04-21 | HBS5355 | Alpha ESS SMILE-BAT-5P III (x1) w/ Alpha ESS SMILE-S5 | 15.12 |  |  | Alpha ESS | SMILE-BAT-5P III | 1 | Alpha ESS | SMILE-S5 | Alpha ESS | 2025-11-24
2023-04-21 | HBS5356 | Alpha ESS SMILE-BAT-5P IV (x1) w/ Alpha ESS SMILE-S5 | 20.16 |  |  | Alpha ESS | SMILE-BAT-5P IV | 1 | Alpha ESS | SMILE-S5 | Alpha ESS | 2025-11-24
2023-04-21 | HBS5357 | Alpha ESS SMILE-BAT-5P V (x1) w/ Alpha ESS SMILE-S5 | 25.2 |  |  | Alpha ESS | SMILE-BAT-5P V | 1 | Alpha ESS | SMILE-S5 | Alpha ESS | 2025-11-24
2023-04-21 | HBS5358 | Alpha ESS SMILE-BAT-5P VI (x1) w/ Alpha ESS SMILE-S5 | 30.24 |  |  | Alpha ESS | SMILE-BAT-5P VI | 1 | Alpha ESS | SMILE-S5 | Alpha ESS | 2025-11-24
2023-04-28 | HBS5359 | Eguana technologies Inc. EVOLVE LFP AU - 14kWh (x1) | 12.8 | Eguana technologies Inc. | EVOLVE LFP AU - 14kWh |  |  | 1 |  |  | Pylontech | 2026-01-13
2023-04-28 | HBS5360 | Eguana technologies Inc. EVOLVE LFP AU - 28kWh (x1) | 25.6 | Eguana technologies Inc. | EVOLVE LFP AU - 28kWh |  |  | 1 |  |  | Pylontech | 2026-01-13
2023-04-28 | HBS5361 | Eguana technologies Inc. EVOLVE LFP AU - 42kWh (x1) | 38.4 | Eguana technologies Inc. | EVOLVE LFP AU - 42kWh |  |  | 1 |  |  | Pylontech | 2026-01-13
2023-05-26 | HBS5362 | Goodwe LX F13.1-H (x1) w/ Goodwe GW3600N-EH | 13.1 |  |  | Goodwe | LX F13.1-H | 1 | Goodwe | GW3600N-EH | Goodwe | 2025-11-29
2023-05-26 | HBS5363 | Goodwe LX F13.1-H (x1) w/ Goodwe GW5000N-EH | 13.1 |  |  | Goodwe | LX F13.1-H | 1 | Goodwe | GW5000N-EH | Goodwe | 2025-11-29
2023-05-26 | HBS5364 | Goodwe LX F13.1-H (x1) w/ Goodwe GW6000N-EH | 13.1 |  |  | Goodwe | LX F13.1-H | 1 | Goodwe | GW6000N-EH | Goodwe | 2025-11-29
2023-05-26 | HBS5365 | Goodwe LX F13.1-H (x1) w/ Goodwe GW15K-ET | 13.1 |  |  | Goodwe | LX F13.1-H | 1 | Goodwe | GW15K-ET | Goodwe | 2026-02-10
2023-05-26 | HBS5366 | Goodwe LX F13.1-H (x1) w/ Goodwe GW20K-ET | 13.1 |  |  | Goodwe | LX F13.1-H | 1 | Goodwe | GW20K-ET | Goodwe | 2026-02-10
2023-05-26 | HBS5367 | Goodwe LX F13.1-H (x1) w/ Goodwe GW25K-ET | 13.1 |  |  | Goodwe | LX F13.1-H | 1 | Goodwe | GW25K-ET | Goodwe | 2026-02-10
2023-05-26 | HBS5368 | Goodwe LX F13.1-H (x1) w/ Goodwe GW29.9K-ET | 13.1 |  |  | Goodwe | LX F13.1-H | 1 | Goodwe | GW29.9K-ET | Goodwe | 2026-02-10
2023-05-26 | HBS5369 | Goodwe LX F13.1-H (x2) w/ Goodwe GW3600N-EH | 26.2 |  |  | Goodwe | LX F13.1-H | 2 | Goodwe | GW3600N-EH | Goodwe | 2025-11-29
2023-05-26 | HBS5370 | Goodwe LX F13.1-H (x3) w/ Goodwe GW3600N-EH | 39.3 |  |  | Goodwe | LX F13.1-H | 3 | Goodwe | GW3600N-EH | Goodwe | 2025-11-29
2023-05-26 | HBS5371 | Goodwe LX F13.1-H (x4) w/ Goodwe GW3600N-EH | 52.4 |  |  | Goodwe | LX F13.1-H | 4 | Goodwe | GW3600N-EH | Goodwe | 2025-11-29
2023-05-26 | HBS5372 | Goodwe LX F13.1-H (x5) w/ Goodwe GW3600N-EH | 65.5 |  |  | Goodwe | LX F13.1-H | 5 | Goodwe | GW3600N-EH | Goodwe | 2025-11-29
2023-05-26 | HBS5373 | Goodwe LX F13.1-H (x6) w/ Goodwe GW3600N-EH | 78.6 |  |  | Goodwe | LX F13.1-H | 6 | Goodwe | GW3600N-EH | Goodwe | 2025-11-29
2023-05-26 | HBS5374 | Goodwe LX F13.1-H (x7) w/ Goodwe GW3600N-EH | 91.7 |  |  | Goodwe | LX F13.1-H | 7 | Goodwe | GW3600N-EH | Goodwe | 2025-11-29
2023-05-26 | HBS5375 | Goodwe LX F13.1-H (x8) w/ Goodwe GW3600N-EH | 104.8 |  |  | Goodwe | LX F13.1-H | 8 | Goodwe | GW3600N-EH | Goodwe | 2025-11-29
2023-05-26 | HBS5376 | Goodwe LX F13.1-H (x2) w/ Goodwe GW5000N-EH | 26.2 |  |  | Goodwe | LX F13.1-H | 2 | Goodwe | GW5000N-EH | Goodwe | 2025-11-29
2023-05-26 | HBS5377 | Goodwe LX F13.1-H (x3) w/ Goodwe GW5000N-EH | 39.3 |  |  | Goodwe | LX F13.1-H | 3 | Goodwe | GW5000N-EH | Goodwe | 2025-11-29
2023-05-26 | HBS5378 | Goodwe LX F13.1-H (x4) w/ Goodwe GW5000N-EH | 52.4 |  |  | Goodwe | LX F13.1-H | 4 | Goodwe | GW5000N-EH | Goodwe | 2025-11-29
2023-05-26 | HBS5379 | Goodwe LX F13.1-H (x5) w/ Goodwe GW5000N-EH | 65.5 |  |  | Goodwe | LX F13.1-H | 5 | Goodwe | GW5000N-EH | Goodwe | 2025-11-29
2023-05-26 | HBS5380 | Goodwe LX F13.1-H (x6) w/ Goodwe GW5000N-EH | 78.6 |  |  | Goodwe | LX F13.1-H | 6 | Goodwe | GW5000N-EH | Goodwe | 2025-11-29
2023-05-26 | HBS5381 | Goodwe LX F13.1-H (x7) w/ Goodwe GW5000N-EH | 91.7 |  |  | Goodwe | LX F13.1-H | 7 | Goodwe | GW5000N-EH | Goodwe | 2025-11-29
2023-05-26 | HBS5382 | Goodwe LX F13.1-H (x8) w/ Goodwe GW5000N-EH | 104.8 |  |  | Goodwe | LX F13.1-H | 8 | Goodwe | GW5000N-EH | Goodwe | 2025-11-29
2023-05-26 | HBS5383 | Goodwe LX F13.1-H (x2) w/ Goodwe GW6000N-EH | 26.2 |  |  | Goodwe | LX F13.1-H | 2 | Goodwe | GW6000N-EH | Goodwe | 2025-11-29
2023-05-26 | HBS5384 | Goodwe LX F13.1-H (x3) w/ Goodwe GW6000N-EH | 39.3 |  |  | Goodwe | LX F13.1-H | 3 | Goodwe | GW6000N-EH | Goodwe | 2025-11-29
2023-05-26 | HBS5385 | Goodwe LX F13.1-H (x4) w/ Goodwe GW6000N-EH | 52.4 |  |  | Goodwe | LX F13.1-H | 4 | Goodwe | GW6000N-EH | Goodwe | 2025-11-29
2023-05-26 | HBS5386 | Goodwe LX F13.1-H (x5) w/ Goodwe GW6000N-EH | 65.5 |  |  | Goodwe | LX F13.1-H | 5 | Goodwe | GW6000N-EH | Goodwe | 2025-11-29
2023-05-26 | HBS5387 | Goodwe LX F13.1-H (x6) w/ Goodwe GW6000N-EH | 78.6 |  |  | Goodwe | LX F13.1-H | 6 | Goodwe | GW6000N-EH | Goodwe | 2025-11-29
2023-05-26 | HBS5388 | Goodwe LX F13.1-H (x7) w/ Goodwe GW6000N-EH | 91.7 |  |  | Goodwe | LX F13.1-H | 7 | Goodwe | GW6000N-EH | Goodwe | 2025-11-29
2023-05-26 | HBS5389 | Goodwe LX F13.1-H (x8) w/ Goodwe GW6000N-EH | 104.8 |  |  | Goodwe | LX F13.1-H | 8 | Goodwe | GW6000N-EH | Goodwe | 2025-11-29
2023-05-26 | HBS5390 | Goodwe LX F13.1-H (x2) w/ Goodwe GW15K-ET | 26.2 |  |  | Goodwe | LX F13.1-H | 2 | Goodwe | GW15K-ET | Goodwe | 2026-02-10
2023-05-26 | HBS5391 | Goodwe LX F13.1-H (x3) w/ Goodwe GW15K-ET | 39.3 |  |  | Goodwe | LX F13.1-H | 3 | Goodwe | GW15K-ET | Goodwe | 2026-02-10
2023-05-26 | HBS5392 | Goodwe LX F13.1-H (x4) w/ Goodwe GW15K-ET | 52.4 |  |  | Goodwe | LX F13.1-H | 4 | Goodwe | GW15K-ET | Goodwe | 2026-02-10
2023-05-26 | HBS5393 | Goodwe LX F13.1-H (x5) w/ Goodwe GW15K-ET | 65.5 |  |  | Goodwe | LX F13.1-H | 5 | Goodwe | GW15K-ET | Goodwe | 2026-02-10
2023-05-26 | HBS5394 | Goodwe LX F13.1-H (x6) w/ Goodwe GW15K-ET | 78.6 |  |  | Goodwe | LX F13.1-H | 6 | Goodwe | GW15K-ET | Goodwe | 2026-02-10
2023-05-26 | HBS5395 | Goodwe LX F13.1-H (x7) w/ Goodwe GW15K-ET | 91.7 |  |  | Goodwe | LX F13.1-H | 7 | Goodwe | GW15K-ET | Goodwe | 2026-02-10
2023-05-26 | HBS5396 | Goodwe LX F13.1-H (x8) w/ Goodwe GW15K-ET | 104.8 |  |  | Goodwe | LX F13.1-H | 8 | Goodwe | GW15K-ET | Goodwe | 2026-02-10
2023-05-26 | HBS5397 | Goodwe LX F13.1-H (x2) w/ Goodwe GW20K-ET | 26.2 |  |  | Goodwe | LX F13.1-H | 2 | Goodwe | GW20K-ET | Goodwe | 2026-02-10
2023-05-26 | HBS5398 | Goodwe LX F13.1-H (x3) w/ Goodwe GW20K-ET | 39.3 |  |  | Goodwe | LX F13.1-H | 3 | Goodwe | GW20K-ET | Goodwe | 2026-02-10
2023-05-26 | HBS5399 | Goodwe LX F13.1-H (x4) w/ Goodwe GW20K-ET | 52.4 |  |  | Goodwe | LX F13.1-H | 4 | Goodwe | GW20K-ET | Goodwe | 2026-02-10
2023-05-26 | HBS5400 | Goodwe LX F13.1-H (x5) w/ Goodwe GW20K-ET | 65.5 |  |  | Goodwe | LX F13.1-H | 5 | Goodwe | GW20K-ET | Goodwe | 2026-02-10
2023-05-26 | HBS5401 | Goodwe LX F13.1-H (x6) w/ Goodwe GW20K-ET | 78.6 |  |  | Goodwe | LX F13.1-H | 6 | Goodwe | GW20K-ET | Goodwe | 2026-02-10
2023-05-26 | HBS5402 | Goodwe LX F13.1-H (x7) w/ Goodwe GW20K-ET | 91.7 |  |  | Goodwe | LX F13.1-H | 7 | Goodwe | GW20K-ET | Goodwe | 2026-02-10
2023-05-26 | HBS5403 | Goodwe LX F13.1-H (x8) w/ Goodwe GW20K-ET | 104.8 |  |  | Goodwe | LX F13.1-H | 8 | Goodwe | GW20K-ET | Goodwe | 2026-02-10
2023-05-26 | HBS5404 | Goodwe LX F13.1-H (x2) w/ Goodwe GW25K-ET | 26.2 |  |  | Goodwe | LX F13.1-H | 2 | Goodwe | GW25K-ET | Goodwe | 2026-02-10
2023-05-26 | HBS5405 | Goodwe LX F13.1-H (x3) w/ Goodwe GW25K-ET | 39.3 |  |  | Goodwe | LX F13.1-H | 3 | Goodwe | GW25K-ET | Goodwe | 2026-02-10
2023-05-26 | HBS5406 | Goodwe LX F13.1-H (x4) w/ Goodwe GW25K-ET | 52.4 |  |  | Goodwe | LX F13.1-H | 4 | Goodwe | GW25K-ET | Goodwe | 2026-02-10
2023-05-26 | HBS5407 | Goodwe LX F13.1-H (x5) w/ Goodwe GW25K-ET | 65.5 |  |  | Goodwe | LX F13.1-H | 5 | Goodwe | GW25K-ET | Goodwe | 2026-02-10
2023-05-26 | HBS5408 | Goodwe LX F13.1-H (x6) w/ Goodwe GW25K-ET | 78.6 |  |  | Goodwe | LX F13.1-H | 6 | Goodwe | GW25K-ET | Goodwe | 2026-02-10
2023-05-26 | HBS5409 | Goodwe LX F13.1-H (x7) w/ Goodwe GW25K-ET | 91.7 |  |  | Goodwe | LX F13.1-H | 7 | Goodwe | GW25K-ET | Goodwe | 2026-02-10
2023-05-26 | HBS5410 | Goodwe LX F13.1-H (x8) w/ Goodwe GW25K-ET | 104.8 |  |  | Goodwe | LX F13.1-H | 8 | Goodwe | GW25K-ET | Goodwe | 2026-02-10
2023-05-26 | HBS5411 | Goodwe LX F13.1-H (x2) w/ Goodwe GW29.9K-ET | 26.2 |  |  | Goodwe | LX F13.1-H | 2 | Goodwe | GW29.9K-ET | Goodwe | 2026-02-10
2023-05-26 | HBS5412 | Goodwe LX F13.1-H (x3) w/ Goodwe GW29.9K-ET | 39.3 |  |  | Goodwe | LX F13.1-H | 3 | Goodwe | GW29.9K-ET | Goodwe | 2026-02-10
2023-05-26 | HBS5413 | Goodwe LX F13.1-H (x4) w/ Goodwe GW29.9K-ET | 52.4 |  |  | Goodwe | LX F13.1-H | 4 | Goodwe | GW29.9K-ET | Goodwe | 2026-02-10
2023-05-26 | HBS5414 | Goodwe LX F13.1-H (x5) w/ Goodwe GW29.9K-ET | 65.5 |  |  | Goodwe | LX F13.1-H | 5 | Goodwe | GW29.9K-ET | Goodwe | 2026-02-10
2023-05-26 | HBS5415 | Goodwe LX F13.1-H (x6) w/ Goodwe GW29.9K-ET | 78.6 |  |  | Goodwe | LX F13.1-H | 6 | Goodwe | GW29.9K-ET | Goodwe | 2026-02-10
2023-05-26 | HBS5416 | Goodwe LX F13.1-H (x7) w/ Goodwe GW29.9K-ET | 91.7 |  |  | Goodwe | LX F13.1-H | 7 | Goodwe | GW29.9K-ET | Goodwe | 2026-02-10
2023-05-26 | HBS5417 | Goodwe LX F13.1-H (x8) w/ Goodwe GW29.9K-ET | 104.8 |  |  | Goodwe | LX F13.1-H | 8 | Goodwe | GW29.9K-ET | Goodwe | 2026-02-10
2023-05-26 | HBS5418 | Goodwe LX F16.4-H (x1) w/ Goodwe GW3600N-EH | 16.38 |  |  | Goodwe | LX F16.4-H | 1 | Goodwe | GW3600N-EH | Goodwe | 2025-11-29
2023-05-26 | HBS5419 | Goodwe LX F16.4-H (x1) w/ Goodwe GW5000N-EH | 16.38 |  |  | Goodwe | LX F16.4-H | 1 | Goodwe | GW5000N-EH | Goodwe | 2025-11-29
2023-05-26 | HBS5420 | Goodwe LX F16.4-H (x1) w/ Goodwe GW6000N-EH | 16.38 |  |  | Goodwe | LX F16.4-H | 1 | Goodwe | GW6000N-EH | Goodwe | 2025-11-29
2023-05-26 | HBS5421 | Goodwe LX F16.4-H (x1) w/ Goodwe GW15K-ET | 16.38 |  |  | Goodwe | LX F16.4-H | 1 | Goodwe | GW15K-ET | Goodwe | 2026-02-10
2023-05-26 | HBS5422 | Goodwe LX F16.4-H (x1) w/ Goodwe GW20K-ET | 16.38 |  |  | Goodwe | LX F16.4-H | 1 | Goodwe | GW20K-ET | Goodwe | 2026-02-10
2023-05-26 | HBS5423 | Goodwe LX F16.4-H (x1) w/ Goodwe GW25K-ET | 16.38 |  |  | Goodwe | LX F16.4-H | 1 | Goodwe | GW25K-ET | Goodwe | 2026-02-10
2023-05-26 | HBS5424 | Goodwe LX F16.4-H (x1) w/ Goodwe GW29.9K-ET | 16.38 |  |  | Goodwe | LX F16.4-H | 1 | Goodwe | GW29.9K-ET | Goodwe | 2026-02-10
2023-05-26 | HBS5425 | Goodwe LX F16.4-H (x2) w/ Goodwe GW3600N-EH | 32.76 |  |  | Goodwe | LX F16.4-H | 2 | Goodwe | GW3600N-EH | Goodwe | 2025-11-29
2023-05-26 | HBS5426 | Goodwe LX F16.4-H (x3) w/ Goodwe GW3600N-EH | 49.14 |  |  | Goodwe | LX F16.4-H | 3 | Goodwe | GW3600N-EH | Goodwe | 2025-11-29
2023-05-26 | HBS5427 | Goodwe LX F16.4-H (x4) w/ Goodwe GW3600N-EH | 65.52 |  |  | Goodwe | LX F16.4-H | 4 | Goodwe | GW3600N-EH | Goodwe | 2025-11-29
2023-05-26 | HBS5428 | Goodwe LX F16.4-H (x5) w/ Goodwe GW3600N-EH | 81.9 |  |  | Goodwe | LX F16.4-H | 5 | Goodwe | GW3600N-EH | Goodwe | 2025-11-29
2023-05-26 | HBS5429 | Goodwe LX F16.4-H (x6) w/ Goodwe GW3600N-EH | 98.28 |  |  | Goodwe | LX F16.4-H | 6 | Goodwe | GW3600N-EH | Goodwe | 2025-11-29
2023-05-26 | HBS5430 | Goodwe LX F16.4-H (x7) w/ Goodwe GW3600N-EH | 114.66 |  |  | Goodwe | LX F16.4-H | 7 | Goodwe | GW3600N-EH | Goodwe | 2025-11-29
2023-05-26 | HBS5431 | Goodwe LX F16.4-H (x8) w/ Goodwe GW3600N-EH | 131.04 |  |  | Goodwe | LX F16.4-H | 8 | Goodwe | GW3600N-EH | Goodwe | 2025-11-29
2023-05-26 | HBS5432 | Goodwe LX F16.4-H (x2) w/ Goodwe GW5000N-EH | 32.76 |  |  | Goodwe | LX F16.4-H | 2 | Goodwe | GW5000N-EH | Goodwe | 2025-11-29
2023-05-26 | HBS5433 | Goodwe LX F16.4-H (x3) w/ Goodwe GW5000N-EH | 49.14 |  |  | Goodwe | LX F16.4-H | 3 | Goodwe | GW5000N-EH | Goodwe | 2025-11-29
2023-05-26 | HBS5434 | Goodwe LX F16.4-H (x4) w/ Goodwe GW5000N-EH | 65.52 |  |  | Goodwe | LX F16.4-H | 4 | Goodwe | GW5000N-EH | Goodwe | 2025-11-29
2023-05-26 | HBS5435 | Goodwe LX F16.4-H (x5) w/ Goodwe GW5000N-EH | 81.9 |  |  | Goodwe | LX F16.4-H | 5 | Goodwe | GW5000N-EH | Goodwe | 2025-11-29
2023-05-26 | HBS5436 | Goodwe LX F16.4-H (x6) w/ Goodwe GW5000N-EH | 98.28 |  |  | Goodwe | LX F16.4-H | 6 | Goodwe | GW5000N-EH | Goodwe | 2025-11-29
2023-05-26 | HBS5437 | Goodwe LX F16.4-H (x7) w/ Goodwe GW5000N-EH | 114.66 |  |  | Goodwe | LX F16.4-H | 7 | Goodwe | GW5000N-EH | Goodwe | 2025-11-29
2023-05-26 | HBS5438 | Goodwe LX F16.4-H (x8) w/ Goodwe GW5000N-EH | 131.04 |  |  | Goodwe | LX F16.4-H | 8 | Goodwe | GW5000N-EH | Goodwe | 2025-11-29
2023-05-26 | HBS5439 | Goodwe LX F16.4-H (x2) w/ Goodwe GW6000N-EH | 32.76 |  |  | Goodwe | LX F16.4-H | 2 | Goodwe | GW6000N-EH | Goodwe | 2025-11-29
2023-05-26 | HBS5440 | Goodwe LX F16.4-H (x3) w/ Goodwe GW6000N-EH | 49.14 |  |  | Goodwe | LX F16.4-H | 3 | Goodwe | GW6000N-EH | Goodwe | 2025-11-29
2023-05-26 | HBS5441 | Goodwe LX F16.4-H (x4) w/ Goodwe GW6000N-EH | 65.52 |  |  | Goodwe | LX F16.4-H | 4 | Goodwe | GW6000N-EH | Goodwe | 2025-11-29
2023-05-26 | HBS5442 | Goodwe LX F16.4-H (x5) w/ Goodwe GW6000N-EH | 81.9 |  |  | Goodwe | LX F16.4-H | 5 | Goodwe | GW6000N-EH | Goodwe | 2025-11-29
2023-05-26 | HBS5443 | Goodwe LX F16.4-H (x6) w/ Goodwe GW6000N-EH | 98.28 |  |  | Goodwe | LX F16.4-H | 6 | Goodwe | GW6000N-EH | Goodwe | 2025-11-29
2023-05-26 | HBS5444 | Goodwe LX F16.4-H (x7) w/ Goodwe GW6000N-EH | 114.66 |  |  | Goodwe | LX F16.4-H | 7 | Goodwe | GW6000N-EH | Goodwe | 2025-11-29
2023-05-26 | HBS5445 | Goodwe LX F16.4-H (x8) w/ Goodwe GW6000N-EH | 131.04 |  |  | Goodwe | LX F16.4-H | 8 | Goodwe | GW6000N-EH | Goodwe | 2025-11-29
2023-05-26 | HBS5446 | Goodwe LX F16.4-H (x2) w/ Goodwe GW15K-ET | 32.76 |  |  | Goodwe | LX F16.4-H | 2 | Goodwe | GW15K-ET | Goodwe | 2026-02-10
2023-05-26 | HBS5447 | Goodwe LX F16.4-H (x3) w/ Goodwe GW15K-ET | 49.14 |  |  | Goodwe | LX F16.4-H | 3 | Goodwe | GW15K-ET | Goodwe | 2026-02-10
2023-05-26 | HBS5448 | Goodwe LX F16.4-H (x4) w/ Goodwe GW15K-ET | 65.52 |  |  | Goodwe | LX F16.4-H | 4 | Goodwe | GW15K-ET | Goodwe | 2026-02-10
2023-05-26 | HBS5449 | Goodwe LX F16.4-H (x5) w/ Goodwe GW15K-ET | 81.9 |  |  | Goodwe | LX F16.4-H | 5 | Goodwe | GW15K-ET | Goodwe | 2026-02-10
2023-05-26 | HBS5450 | Goodwe LX F16.4-H (x6) w/ Goodwe GW15K-ET | 98.28 |  |  | Goodwe | LX F16.4-H | 6 | Goodwe | GW15K-ET | Goodwe | 2026-02-10
2023-05-26 | HBS5451 | Goodwe LX F16.4-H (x7) w/ Goodwe GW15K-ET | 114.66 |  |  | Goodwe | LX F16.4-H | 7 | Goodwe | GW15K-ET | Goodwe | 2026-02-10
2023-05-26 | HBS5452 | Goodwe LX F16.4-H (x8) w/ Goodwe GW15K-ET | 131.04 |  |  | Goodwe | LX F16.4-H | 8 | Goodwe | GW15K-ET | Goodwe | 2026-02-10
2023-05-26 | HBS5453 | Goodwe LX F16.4-H (x2) w/ Goodwe GW20K-ET | 32.76 |  |  | Goodwe | LX F16.4-H | 2 | Goodwe | GW20K-ET | Goodwe | 2026-02-10
2023-05-26 | HBS5454 | Goodwe LX F16.4-H (x3) w/ Goodwe GW20K-ET | 49.14 |  |  | Goodwe | LX F16.4-H | 3 | Goodwe | GW20K-ET | Goodwe | 2026-02-10
2023-05-26 | HBS5455 | Goodwe LX F16.4-H (x4) w/ Goodwe GW20K-ET | 65.52 |  |  | Goodwe | LX F16.4-H | 4 | Goodwe | GW20K-ET | Goodwe | 2026-02-10
2023-05-26 | HBS5456 | Goodwe LX F16.4-H (x5) w/ Goodwe GW20K-ET | 81.9 |  |  | Goodwe | LX F16.4-H | 5 | Goodwe | GW20K-ET | Goodwe | 2026-02-10
2023-05-26 | HBS5457 | Goodwe LX F16.4-H (x6) w/ Goodwe GW20K-ET | 98.28 |  |  | Goodwe | LX F16.4-H | 6 | Goodwe | GW20K-ET | Goodwe | 2026-02-10
2023-05-26 | HBS5458 | Goodwe LX F16.4-H (x7) w/ Goodwe GW20K-ET | 114.66 |  |  | Goodwe | LX F16.4-H | 7 | Goodwe | GW20K-ET | Goodwe | 2026-02-10
2023-05-26 | HBS5459 | Goodwe LX F16.4-H (x8) w/ Goodwe GW20K-ET | 131.04 |  |  | Goodwe | LX F16.4-H | 8 | Goodwe | GW20K-ET | Goodwe | 2026-02-10
2023-05-26 | HBS5460 | Goodwe LX F16.4-H (x2) w/ Goodwe GW25K-ET | 32.76 |  |  | Goodwe | LX F16.4-H | 2 | Goodwe | GW25K-ET | Goodwe | 2026-02-10
2023-05-26 | HBS5461 | Goodwe LX F16.4-H (x3) w/ Goodwe GW25K-ET | 49.14 |  |  | Goodwe | LX F16.4-H | 3 | Goodwe | GW25K-ET | Goodwe | 2026-02-10
2023-05-26 | HBS5462 | Goodwe LX F16.4-H (x4) w/ Goodwe GW25K-ET | 65.52 |  |  | Goodwe | LX F16.4-H | 4 | Goodwe | GW25K-ET | Goodwe | 2026-02-10
2023-05-26 | HBS5463 | Goodwe LX F16.4-H (x5) w/ Goodwe GW25K-ET | 81.9 |  |  | Goodwe | LX F16.4-H | 5 | Goodwe | GW25K-ET | Goodwe | 2026-02-10
2023-05-26 | HBS5464 | Goodwe LX F16.4-H (x6) w/ Goodwe GW25K-ET | 98.28 |  |  | Goodwe | LX F16.4-H | 6 | Goodwe | GW25K-ET | Goodwe | 2026-02-10
2023-05-26 | HBS5465 | Goodwe LX F16.4-H (x7) w/ Goodwe GW25K-ET | 114.66 |  |  | Goodwe | LX F16.4-H | 7 | Goodwe | GW25K-ET | Goodwe | 2026-02-10
2023-05-26 | HBS5466 | Goodwe LX F16.4-H (x8) w/ Goodwe GW25K-ET | 131.04 |  |  | Goodwe | LX F16.4-H | 8 | Goodwe | GW25K-ET | Goodwe | 2026-02-10
2023-05-26 | HBS5467 | Goodwe LX F16.4-H (x2) w/ Goodwe GW29.9K-ET | 32.76 |  |  | Goodwe | LX F16.4-H | 2 | Goodwe | GW29.9K-ET | Goodwe | 2026-02-10
2023-05-26 | HBS5468 | Goodwe LX F16.4-H (x3) w/ Goodwe GW29.9K-ET | 49.14 |  |  | Goodwe | LX F16.4-H | 3 | Goodwe | GW29.9K-ET | Goodwe | 2026-02-10
2023-05-26 | HBS5469 | Goodwe LX F16.4-H (x4) w/ Goodwe GW29.9K-ET | 65.52 |  |  | Goodwe | LX F16.4-H | 4 | Goodwe | GW29.9K-ET | Goodwe | 2026-02-10
2023-05-26 | HBS5470 | Goodwe LX F16.4-H (x5) w/ Goodwe GW29.9K-ET | 81.9 |  |  | Goodwe | LX F16.4-H | 5 | Goodwe | GW29.9K-ET | Goodwe | 2026-02-10
2023-05-26 | HBS5471 | Goodwe LX F16.4-H (x6) w/ Goodwe GW29.9K-ET | 98.28 |  |  | Goodwe | LX F16.4-H | 6 | Goodwe | GW29.9K-ET | Goodwe | 2026-02-10
2023-05-26 | HBS5472 | Goodwe LX F16.4-H (x7) w/ Goodwe GW29.9K-ET | 114.66 |  |  | Goodwe | LX F16.4-H | 7 | Goodwe | GW29.9K-ET | Goodwe | 2026-02-10
2023-05-26 | HBS5473 | Goodwe LX F16.4-H (x8) w/ Goodwe GW29.9K-ET | 131.04 |  |  | Goodwe | LX F16.4-H | 8 | Goodwe | GW29.9K-ET | Goodwe | 2026-02-10
2023-05-26 | HBS5474 | Goodwe LX F6.6-H (x1) w/ Goodwe GW3600N-EH | 6.55 |  |  | Goodwe | LX F6.6-H | 1 | Goodwe | GW3600N-EH | Goodwe | 2025-11-29
2023-05-26 | HBS5475 | Goodwe LX F6.6-H (x1) w/ Goodwe GW5000N-EH | 6.55 |  |  | Goodwe | LX F6.6-H | 1 | Goodwe | GW5000N-EH | Goodwe | 2025-11-29
2023-05-26 | HBS5476 | Goodwe LX F6.6-H (x1) w/ Goodwe GW6000N-EH | 6.55 |  |  | Goodwe | LX F6.6-H | 1 | Goodwe | GW6000N-EH | Goodwe | 2025-11-29
2023-05-26 | HBS5477 | Goodwe LX F6.6-H (x1) w/ Goodwe GW15K-ET | 6.55 |  |  | Goodwe | LX F6.6-H | 1 | Goodwe | GW15K-ET | Goodwe | 2026-02-10
2023-05-26 | HBS5478 | Goodwe LX F6.6-H (x1) w/ Goodwe GW20K-ET | 6.55 |  |  | Goodwe | LX F6.6-H | 1 | Goodwe | GW20K-ET | Goodwe | 2026-02-10
2023-05-26 | HBS5479 | Goodwe LX F6.6-H (x1) w/ Goodwe GW25K-ET | 6.55 |  |  | Goodwe | LX F6.6-H | 1 | Goodwe | GW25K-ET | Goodwe | 2026-02-10
2023-05-26 | HBS5480 | Goodwe LX F6.6-H (x1) w/ Goodwe GW29.9K-ET | 6.55 |  |  | Goodwe | LX F6.6-H | 1 | Goodwe | GW29.9K-ET | Goodwe | 2026-02-10
2023-05-26 | HBS5481 | Goodwe LX F6.6-H (x2) w/ Goodwe GW3600N-EH | 13.1 |  |  | Goodwe | LX F6.6-H | 2 | Goodwe | GW3600N-EH | Goodwe | 2025-11-29
2023-05-26 | HBS5482 | Goodwe LX F6.6-H (x3) w/ Goodwe GW3600N-EH | 19.65 |  |  | Goodwe | LX F6.6-H | 3 | Goodwe | GW3600N-EH | Goodwe | 2025-11-29
2023-05-26 | HBS5483 | Goodwe LX F6.6-H (x4) w/ Goodwe GW3600N-EH | 26.2 |  |  | Goodwe | LX F6.6-H | 4 | Goodwe | GW3600N-EH | Goodwe | 2025-11-29
2023-05-26 | HBS5484 | Goodwe LX F6.6-H (x5) w/ Goodwe GW3600N-EH | 32.75 |  |  | Goodwe | LX F6.6-H | 5 | Goodwe | GW3600N-EH | Goodwe | 2025-11-29
2023-05-26 | HBS5485 | Goodwe LX F6.6-H (x6) w/ Goodwe GW3600N-EH | 39.3 |  |  | Goodwe | LX F6.6-H | 6 | Goodwe | GW3600N-EH | Goodwe | 2025-11-29
2023-05-26 | HBS5486 | Goodwe LX F6.6-H (x7) w/ Goodwe GW3600N-EH | 45.85 |  |  | Goodwe | LX F6.6-H | 7 | Goodwe | GW3600N-EH | Goodwe | 2025-11-29
2023-05-26 | HBS5487 | Goodwe LX F6.6-H (x8) w/ Goodwe GW3600N-EH | 52.4 |  |  | Goodwe | LX F6.6-H | 8 | Goodwe | GW3600N-EH | Goodwe | 2025-11-29
2023-05-26 | HBS5488 | Goodwe LX F6.6-H (x2) w/ Goodwe GW5000N-EH | 13.1 |  |  | Goodwe | LX F6.6-H | 2 | Goodwe | GW5000N-EH | Goodwe | 2025-11-29
2023-05-26 | HBS5489 | Goodwe LX F6.6-H (x3) w/ Goodwe GW5000N-EH | 19.65 |  |  | Goodwe | LX F6.6-H | 3 | Goodwe | GW5000N-EH | Goodwe | 2025-11-29
2023-05-26 | HBS5490 | Goodwe LX F6.6-H (x4) w/ Goodwe GW5000N-EH | 26.2 |  |  | Goodwe | LX F6.6-H | 4 | Goodwe | GW5000N-EH | Goodwe | 2025-11-29
2023-05-26 | HBS5491 | Goodwe LX F6.6-H (x5) w/ Goodwe GW5000N-EH | 32.75 |  |  | Goodwe | LX F6.6-H | 5 | Goodwe | GW5000N-EH | Goodwe | 2025-11-29
2023-05-26 | HBS5492 | Goodwe LX F6.6-H (x6) w/ Goodwe GW5000N-EH | 39.3 |  |  | Goodwe | LX F6.6-H | 6 | Goodwe | GW5000N-EH | Goodwe | 2025-11-29
2023-05-26 | HBS5493 | Goodwe LX F6.6-H (x7) w/ Goodwe GW5000N-EH | 45.85 |  |  | Goodwe | LX F6.6-H | 7 | Goodwe | GW5000N-EH | Goodwe | 2025-11-29
2023-05-26 | HBS5494 | Goodwe LX F6.6-H (x8) w/ Goodwe GW5000N-EH | 52.4 |  |  | Goodwe | LX F6.6-H | 8 | Goodwe | GW5000N-EH | Goodwe | 2025-11-29
2023-05-26 | HBS5495 | Goodwe LX F6.6-H (x2) w/ Goodwe GW6000N-EH | 13.1 |  |  | Goodwe | LX F6.6-H | 2 | Goodwe | GW6000N-EH | Goodwe | 2025-11-29
2023-05-26 | HBS5496 | Goodwe LX F6.6-H (x3) w/ Goodwe GW6000N-EH | 19.65 |  |  | Goodwe | LX F6.6-H | 3 | Goodwe | GW6000N-EH | Goodwe | 2025-11-29
2023-05-26 | HBS5497 | Goodwe LX F6.6-H (x4) w/ Goodwe GW6000N-EH | 26.2 |  |  | Goodwe | LX F6.6-H | 4 | Goodwe | GW6000N-EH | Goodwe | 2025-11-29
2023-05-26 | HBS5498 | Goodwe LX F6.6-H (x5) w/ Goodwe GW6000N-EH | 32.75 |  |  | Goodwe | LX F6.6-H | 5 | Goodwe | GW6000N-EH | Goodwe | 2025-11-29
2023-05-26 | HBS5499 | Goodwe LX F6.6-H (x6) w/ Goodwe GW6000N-EH | 39.3 |  |  | Goodwe | LX F6.6-H | 6 | Goodwe | GW6000N-EH | Goodwe | 2025-11-29
2023-05-26 | HBS5500 | Goodwe LX F6.6-H (x7) w/ Goodwe GW6000N-EH | 45.85 |  |  | Goodwe | LX F6.6-H | 7 | Goodwe | GW6000N-EH | Goodwe | 2025-11-29
2023-05-26 | HBS5501 | Goodwe LX F6.6-H (x8) w/ Goodwe GW6000N-EH | 52.4 |  |  | Goodwe | LX F6.6-H | 8 | Goodwe | GW6000N-EH | Goodwe | 2025-11-29
2023-05-26 | HBS5502 | Goodwe LX F6.6-H (x2) w/ Goodwe GW15K-ET | 13.1 |  |  | Goodwe | LX F6.6-H | 2 | Goodwe | GW15K-ET | Goodwe | 2026-02-10
2023-05-26 | HBS5503 | Goodwe LX F6.6-H (x3) w/ Goodwe GW15K-ET | 19.65 |  |  | Goodwe | LX F6.6-H | 3 | Goodwe | GW15K-ET | Goodwe | 2026-02-10
2023-05-26 | HBS5504 | Goodwe LX F6.6-H (x4) w/ Goodwe GW15K-ET | 26.2 |  |  | Goodwe | LX F6.6-H | 4 | Goodwe | GW15K-ET | Goodwe | 2026-02-10
2023-05-26 | HBS5505 | Goodwe LX F6.6-H (x5) w/ Goodwe GW15K-ET | 32.75 |  |  | Goodwe | LX F6.6-H | 5 | Goodwe | GW15K-ET | Goodwe | 2026-02-10
2023-05-26 | HBS5506 | Goodwe LX F6.6-H (x6) w/ Goodwe GW15K-ET | 39.3 |  |  | Goodwe | LX F6.6-H | 6 | Goodwe | GW15K-ET | Goodwe | 2026-02-10
2023-05-26 | HBS5507 | Goodwe LX F6.6-H (x7) w/ Goodwe GW15K-ET | 45.85 |  |  | Goodwe | LX F6.6-H | 7 | Goodwe | GW15K-ET | Goodwe | 2026-02-10
2023-05-26 | HBS5508 | Goodwe LX F6.6-H (x8) w/ Goodwe GW15K-ET | 52.4 |  |  | Goodwe | LX F6.6-H | 8 | Goodwe | GW15K-ET | Goodwe | 2026-02-10
2023-05-26 | HBS5509 | Goodwe LX F6.6-H (x2) w/ Goodwe GW20K-ET | 13.1 |  |  | Goodwe | LX F6.6-H | 2 | Goodwe | GW20K-ET | Goodwe | 2026-02-10
2023-05-26 | HBS5510 | Goodwe LX F6.6-H (x3) w/ Goodwe GW20K-ET | 19.65 |  |  | Goodwe | LX F6.6-H | 3 | Goodwe | GW20K-ET | Goodwe | 2026-02-10
2023-05-26 | HBS5511 | Goodwe LX F6.6-H (x4) w/ Goodwe GW20K-ET | 26.2 |  |  | Goodwe | LX F6.6-H | 4 | Goodwe | GW20K-ET | Goodwe | 2026-02-10
2023-05-26 | HBS5512 | Goodwe LX F6.6-H (x5) w/ Goodwe GW20K-ET | 32.75 |  |  | Goodwe | LX F6.6-H | 5 | Goodwe | GW20K-ET | Goodwe | 2026-02-10
2023-05-26 | HBS5513 | Goodwe LX F6.6-H (x6) w/ Goodwe GW20K-ET | 39.3 |  |  | Goodwe | LX F6.6-H | 6 | Goodwe | GW20K-ET | Goodwe | 2026-02-10
2023-05-26 | HBS5514 | Goodwe LX F6.6-H (x7) w/ Goodwe GW20K-ET | 45.85 |  |  | Goodwe | LX F6.6-H | 7 | Goodwe | GW20K-ET | Goodwe | 2026-02-10
2023-05-26 | HBS5515 | Goodwe LX F6.6-H (x8) w/ Goodwe GW20K-ET | 52.4 |  |  | Goodwe | LX F6.6-H | 8 | Goodwe | GW20K-ET | Goodwe | 2026-02-10
2023-05-26 | HBS5516 | Goodwe LX F6.6-H (x2) w/ Goodwe GW25K-ET | 13.1 |  |  | Goodwe | LX F6.6-H | 2 | Goodwe | GW25K-ET | Goodwe | 2026-02-10
2023-05-26 | HBS5517 | Goodwe LX F6.6-H (x3) w/ Goodwe GW25K-ET | 19.65 |  |  | Goodwe | LX F6.6-H | 3 | Goodwe | GW25K-ET | Goodwe | 2026-02-10
2023-05-26 | HBS5518 | Goodwe LX F6.6-H (x4) w/ Goodwe GW25K-ET | 26.2 |  |  | Goodwe | LX F6.6-H | 4 | Goodwe | GW25K-ET | Goodwe | 2026-02-10
2023-05-26 | HBS5519 | Goodwe LX F6.6-H (x5) w/ Goodwe GW25K-ET | 32.75 |  |  | Goodwe | LX F6.6-H | 5 | Goodwe | GW25K-ET | Goodwe | 2026-02-10
2023-05-26 | HBS5520 | Goodwe LX F6.6-H (x6) w/ Goodwe GW25K-ET | 39.3 |  |  | Goodwe | LX F6.6-H | 6 | Goodwe | GW25K-ET | Goodwe | 2026-02-10
2023-05-26 | HBS5521 | Goodwe LX F6.6-H (x7) w/ Goodwe GW25K-ET | 45.85 |  |  | Goodwe | LX F6.6-H | 7 | Goodwe | GW25K-ET | Goodwe | 2026-02-10
2023-05-26 | HBS5522 | Goodwe LX F6.6-H (x8) w/ Goodwe GW25K-ET | 52.4 |  |  | Goodwe | LX F6.6-H | 8 | Goodwe | GW25K-ET | Goodwe | 2026-02-10
2023-05-26 | HBS5523 | Goodwe LX F6.6-H (x2) w/ Goodwe GW29.9K-ET | 13.1 |  |  | Goodwe | LX F6.6-H | 2 | Goodwe | GW29.9K-ET | Goodwe | 2026-02-10
2023-05-26 | HBS5524 | Goodwe LX F6.6-H (x3) w/ Goodwe GW29.9K-ET | 19.65 |  |  | Goodwe | LX F6.6-H | 3 | Goodwe | GW29.9K-ET | Goodwe | 2026-02-10
2023-05-26 | HBS5525 | Goodwe LX F6.6-H (x4) w/ Goodwe GW29.9K-ET | 26.2 |  |  | Goodwe | LX F6.6-H | 4 | Goodwe | GW29.9K-ET | Goodwe | 2026-02-10
2023-05-26 | HBS5526 | Goodwe LX F6.6-H (x5) w/ Goodwe GW29.9K-ET | 32.75 |  |  | Goodwe | LX F6.6-H | 5 | Goodwe | GW29.9K-ET | Goodwe | 2026-02-10
2023-05-26 | HBS5527 | Goodwe LX F6.6-H (x6) w/ Goodwe GW29.9K-ET | 39.3 |  |  | Goodwe | LX F6.6-H | 6 | Goodwe | GW29.9K-ET | Goodwe | 2026-02-10
2023-05-26 | HBS5528 | Goodwe LX F6.6-H (x7) w/ Goodwe GW29.9K-ET | 45.85 |  |  | Goodwe | LX F6.6-H | 7 | Goodwe | GW29.9K-ET | Goodwe | 2026-02-10
2023-05-26 | HBS5529 | Goodwe LX F6.6-H (x8) w/ Goodwe GW29.9K-ET | 52.4 |  |  | Goodwe | LX F6.6-H | 8 | Goodwe | GW29.9K-ET | Goodwe | 2026-02-10
2023-05-26 | HBS5530 | Goodwe LX F9.8-H (x1) w/ Goodwe GW3600N-EH | 9.83 |  |  | Goodwe | LX F9.8-H | 1 | Goodwe | GW3600N-EH | Goodwe | 2025-11-29
2023-05-26 | HBS5531 | Goodwe LX F9.8-H (x1) w/ Goodwe GW5000N-EH | 9.83 |  |  | Goodwe | LX F9.8-H | 1 | Goodwe | GW5000N-EH | Goodwe | 2025-11-29
2023-05-26 | HBS5532 | Goodwe LX F9.8-H (x1) w/ Goodwe GW6000N-EH | 9.83 |  |  | Goodwe | LX F9.8-H | 1 | Goodwe | GW6000N-EH | Goodwe | 2025-11-29
2023-05-26 | HBS5533 | Goodwe LX F9.8-H (x1) w/ Goodwe GW15K-ET | 9.83 |  |  | Goodwe | LX F9.8-H | 1 | Goodwe | GW15K-ET | Goodwe | 2026-02-10
2023-05-26 | HBS5534 | Goodwe LX F9.8-H (x1) w/ Goodwe GW20K-ET | 9.83 |  |  | Goodwe | LX F9.8-H | 1 | Goodwe | GW20K-ET | Goodwe | 2026-02-10
2023-05-26 | HBS5535 | Goodwe LX F9.8-H (x1) w/ Goodwe GW25K-ET | 9.83 |  |  | Goodwe | LX F9.8-H | 1 | Goodwe | GW25K-ET | Goodwe | 2026-02-10
2023-05-26 | HBS5536 | Goodwe LX F9.8-H (x1) w/ Goodwe GW29.9K-ET | 9.83 |  |  | Goodwe | LX F9.8-H | 1 | Goodwe | GW29.9K-ET | Goodwe | 2026-02-10
2023-05-26 | HBS5537 | Goodwe LX F9.8-H (x2) w/ Goodwe GW3600N-EH | 19.66 |  |  | Goodwe | LX F9.8-H | 2 | Goodwe | GW3600N-EH | Goodwe | 2025-11-29
2023-05-26 | HBS5538 | Goodwe LX F9.8-H (x3) w/ Goodwe GW3600N-EH | 29.49 |  |  | Goodwe | LX F9.8-H | 3 | Goodwe | GW3600N-EH | Goodwe | 2025-11-29
2023-05-26 | HBS5539 | Goodwe LX F9.8-H (x4) w/ Goodwe GW3600N-EH | 39.32 |  |  | Goodwe | LX F9.8-H | 4 | Goodwe | GW3600N-EH | Goodwe | 2025-11-29
2023-05-26 | HBS5540 | Goodwe LX F9.8-H (x5) w/ Goodwe GW3600N-EH | 49.15 |  |  | Goodwe | LX F9.8-H | 5 | Goodwe | GW3600N-EH | Goodwe | 2025-11-29
2023-05-26 | HBS5541 | Goodwe LX F9.8-H (x6) w/ Goodwe GW3600N-EH | 58.98 |  |  | Goodwe | LX F9.8-H | 6 | Goodwe | GW3600N-EH | Goodwe | 2025-11-29
2023-05-26 | HBS5542 | Goodwe LX F9.8-H (x7) w/ Goodwe GW3600N-EH | 68.81 |  |  | Goodwe | LX F9.8-H | 7 | Goodwe | GW3600N-EH | Goodwe | 2025-11-29
2023-05-26 | HBS5543 | Goodwe LX F9.8-H (x8) w/ Goodwe GW3600N-EH | 78.64 |  |  | Goodwe | LX F9.8-H | 8 | Goodwe | GW3600N-EH | Goodwe | 2025-11-29
2023-05-26 | HBS5544 | Goodwe LX F9.8-H (x2) w/ Goodwe GW5000N-EH | 19.66 |  |  | Goodwe | LX F9.8-H | 2 | Goodwe | GW5000N-EH | Goodwe | 2025-11-29
2023-05-26 | HBS5545 | Goodwe LX F9.8-H (x3) w/ Goodwe GW5000N-EH | 29.49 |  |  | Goodwe | LX F9.8-H | 3 | Goodwe | GW5000N-EH | Goodwe | 2025-11-29
2023-05-26 | HBS5546 | Goodwe LX F9.8-H (x4) w/ Goodwe GW5000N-EH | 39.32 |  |  | Goodwe | LX F9.8-H | 4 | Goodwe | GW5000N-EH | Goodwe | 2025-11-29
2023-05-26 | HBS5547 | Goodwe LX F9.8-H (x5) w/ Goodwe GW5000N-EH | 49.15 |  |  | Goodwe | LX F9.8-H | 5 | Goodwe | GW5000N-EH | Goodwe | 2025-11-29
2023-05-26 | HBS5548 | Goodwe LX F9.8-H (x6) w/ Goodwe GW5000N-EH | 58.98 |  |  | Goodwe | LX F9.8-H | 6 | Goodwe | GW5000N-EH | Goodwe | 2025-11-29
2023-05-26 | HBS5549 | Goodwe LX F9.8-H (x7) w/ Goodwe GW5000N-EH | 68.81 |  |  | Goodwe | LX F9.8-H | 7 | Goodwe | GW5000N-EH | Goodwe | 2025-11-29
2023-05-26 | HBS5550 | Goodwe LX F9.8-H (x8) w/ Goodwe GW5000N-EH | 78.64 |  |  | Goodwe | LX F9.8-H | 8 | Goodwe | GW5000N-EH | Goodwe | 2025-11-29
2023-05-26 | HBS5551 | Goodwe LX F9.8-H (x2) w/ Goodwe GW6000N-EH | 19.66 |  |  | Goodwe | LX F9.8-H | 2 | Goodwe | GW6000N-EH | Goodwe | 2025-11-29
2023-05-26 | HBS5552 | Goodwe LX F9.8-H (x3) w/ Goodwe GW6000N-EH | 29.49 |  |  | Goodwe | LX F9.8-H | 3 | Goodwe | GW6000N-EH | Goodwe | 2025-11-29
2023-05-26 | HBS5553 | Goodwe LX F9.8-H (x4) w/ Goodwe GW6000N-EH | 39.32 |  |  | Goodwe | LX F9.8-H | 4 | Goodwe | GW6000N-EH | Goodwe | 2025-11-29
2023-05-26 | HBS5554 | Goodwe LX F9.8-H (x5) w/ Goodwe GW6000N-EH | 49.15 |  |  | Goodwe | LX F9.8-H | 5 | Goodwe | GW6000N-EH | Goodwe | 2025-11-29
2023-05-26 | HBS5555 | Goodwe LX F9.8-H (x6) w/ Goodwe GW6000N-EH | 58.98 |  |  | Goodwe | LX F9.8-H | 6 | Goodwe | GW6000N-EH | Goodwe | 2025-11-29
2023-05-26 | HBS5556 | Goodwe LX F9.8-H (x7) w/ Goodwe GW6000N-EH | 68.81 |  |  | Goodwe | LX F9.8-H | 7 | Goodwe | GW6000N-EH | Goodwe | 2025-11-29
2023-05-26 | HBS5557 | Goodwe LX F9.8-H (x8) w/ Goodwe GW6000N-EH | 78.64 |  |  | Goodwe | LX F9.8-H | 8 | Goodwe | GW6000N-EH | Goodwe | 2025-11-29
2023-05-26 | HBS5558 | Goodwe LX F9.8-H (x2) w/ Goodwe GW15K-ET | 19.66 |  |  | Goodwe | LX F9.8-H | 2 | Goodwe | GW15K-ET | Goodwe | 2026-02-10
2023-05-26 | HBS5559 | Goodwe LX F9.8-H (x3) w/ Goodwe GW15K-ET | 29.49 |  |  | Goodwe | LX F9.8-H | 3 | Goodwe | GW15K-ET | Goodwe | 2026-02-10
2023-05-26 | HBS5560 | Goodwe LX F9.8-H (x4) w/ Goodwe GW15K-ET | 39.32 |  |  | Goodwe | LX F9.8-H | 4 | Goodwe | GW15K-ET | Goodwe | 2026-02-10
2023-05-26 | HBS5561 | Goodwe LX F9.8-H (x5) w/ Goodwe GW15K-ET | 49.15 |  |  | Goodwe | LX F9.8-H | 5 | Goodwe | GW15K-ET | Goodwe | 2026-02-10
2023-05-26 | HBS5562 | Goodwe LX F9.8-H (x6) w/ Goodwe GW15K-ET | 58.98 |  |  | Goodwe | LX F9.8-H | 6 | Goodwe | GW15K-ET | Goodwe | 2026-02-10
2023-05-26 | HBS5563 | Goodwe LX F9.8-H (x7) w/ Goodwe GW15K-ET | 68.81 |  |  | Goodwe | LX F9.8-H | 7 | Goodwe | GW15K-ET | Goodwe | 2026-02-10
2023-05-26 | HBS5564 | Goodwe LX F9.8-H (x8) w/ Goodwe GW15K-ET | 78.64 |  |  | Goodwe | LX F9.8-H | 8 | Goodwe | GW15K-ET | Goodwe | 2026-02-10
2023-05-26 | HBS5565 | Goodwe LX F9.8-H (x2) w/ Goodwe GW20K-ET | 19.66 |  |  | Goodwe | LX F9.8-H | 2 | Goodwe | GW20K-ET | Goodwe | 2026-02-10
2023-05-26 | HBS5566 | Goodwe LX F9.8-H (x3) w/ Goodwe GW20K-ET | 29.49 |  |  | Goodwe | LX F9.8-H | 3 | Goodwe | GW20K-ET | Goodwe | 2026-02-10
2023-05-26 | HBS5567 | Goodwe LX F9.8-H (x4) w/ Goodwe GW20K-ET | 39.32 |  |  | Goodwe | LX F9.8-H | 4 | Goodwe | GW20K-ET | Goodwe | 2026-02-10
2023-05-26 | HBS5568 | Goodwe LX F9.8-H (x5) w/ Goodwe GW20K-ET | 49.15 |  |  | Goodwe | LX F9.8-H | 5 | Goodwe | GW20K-ET | Goodwe | 2026-02-10
2023-05-26 | HBS5569 | Goodwe LX F9.8-H (x6) w/ Goodwe GW20K-ET | 58.98 |  |  | Goodwe | LX F9.8-H | 6 | Goodwe | GW20K-ET | Goodwe | 2026-02-10
2023-05-26 | HBS5570 | Goodwe LX F9.8-H (x7) w/ Goodwe GW20K-ET | 68.81 |  |  | Goodwe | LX F9.8-H | 7 | Goodwe | GW20K-ET | Goodwe | 2026-02-10
2023-05-26 | HBS5571 | Goodwe LX F9.8-H (x8) w/ Goodwe GW20K-ET | 78.64 |  |  | Goodwe | LX F9.8-H | 8 | Goodwe | GW20K-ET | Goodwe | 2026-02-10
2023-05-26 | HBS5572 | Goodwe LX F9.8-H (x2) w/ Goodwe GW25K-ET | 19.66 |  |  | Goodwe | LX F9.8-H | 2 | Goodwe | GW25K-ET | Goodwe | 2026-02-10
2023-05-26 | HBS5573 | Goodwe LX F9.8-H (x3) w/ Goodwe GW25K-ET | 29.49 |  |  | Goodwe | LX F9.8-H | 3 | Goodwe | GW25K-ET | Goodwe | 2026-02-10
2023-05-26 | HBS5574 | Goodwe LX F9.8-H (x4) w/ Goodwe GW25K-ET | 39.32 |  |  | Goodwe | LX F9.8-H | 4 | Goodwe | GW25K-ET | Goodwe | 2026-02-10
2023-05-26 | HBS5575 | Goodwe LX F9.8-H (x5) w/ Goodwe GW25K-ET | 49.15 |  |  | Goodwe | LX F9.8-H | 5 | Goodwe | GW25K-ET | Goodwe | 2026-02-10
2023-05-26 | HBS5576 | Goodwe LX F9.8-H (x6) w/ Goodwe GW25K-ET | 58.98 |  |  | Goodwe | LX F9.8-H | 6 | Goodwe | GW25K-ET | Goodwe | 2026-02-10
2023-05-26 | HBS5577 | Goodwe LX F9.8-H (x7) w/ Goodwe GW25K-ET | 68.81 |  |  | Goodwe | LX F9.8-H | 7 | Goodwe | GW25K-ET | Goodwe | 2026-02-10
2023-05-26 | HBS5578 | Goodwe LX F9.8-H (x8) w/ Goodwe GW25K-ET | 78.64 |  |  | Goodwe | LX F9.8-H | 8 | Goodwe | GW25K-ET | Goodwe | 2026-02-10
2023-05-26 | HBS5579 | Goodwe LX F9.8-H (x2) w/ Goodwe GW29.9K-ET | 19.66 |  |  | Goodwe | LX F9.8-H | 2 | Goodwe | GW29.9K-ET | Goodwe | 2026-02-10
2023-05-26 | HBS5580 | Goodwe LX F9.8-H (x3) w/ Goodwe GW29.9K-ET | 29.49 |  |  | Goodwe | LX F9.8-H | 3 | Goodwe | GW29.9K-ET | Goodwe | 2026-02-10
2023-05-26 | HBS5581 | Goodwe LX F9.8-H (x4) w/ Goodwe GW29.9K-ET | 39.32 |  |  | Goodwe | LX F9.8-H | 4 | Goodwe | GW29.9K-ET | Goodwe | 2026-02-10
2023-05-26 | HBS5582 | Goodwe LX F9.8-H (x5) w/ Goodwe GW29.9K-ET | 49.15 |  |  | Goodwe | LX F9.8-H | 5 | Goodwe | GW29.9K-ET | Goodwe | 2026-02-10
2023-05-26 | HBS5583 | Goodwe LX F9.8-H (x6) w/ Goodwe GW29.9K-ET | 58.98 |  |  | Goodwe | LX F9.8-H | 6 | Goodwe | GW29.9K-ET | Goodwe | 2026-02-10
2023-05-26 | HBS5584 | Goodwe LX F9.8-H (x7) w/ Goodwe GW29.9K-ET | 68.81 |  |  | Goodwe | LX F9.8-H | 7 | Goodwe | GW29.9K-ET | Goodwe | 2026-02-10
2023-05-26 | HBS5585 | Goodwe LX F9.8-H (x8) w/ Goodwe GW29.9K-ET | 78.64 |  |  | Goodwe | LX F9.8-H | 8 | Goodwe | GW29.9K-ET | Goodwe | 2026-02-10
2023-05-26 | HBS5586 | Goodwe LX U5.4-L (x2) w/ Goodwe GW3000-ES-20 | 9.6 |  |  | Goodwe | LX U5.4-L | 2 | Goodwe | GW3000-ES-20 | Goodwe | 2026-01-10
2023-05-26 | HBS5587 | Goodwe LX U5.4-L (x3) w/ Goodwe GW3000-ES-20 | 14.4 |  |  | Goodwe | LX U5.4-L | 3 | Goodwe | GW3000-ES-20 | Goodwe | 2026-01-10
2023-05-26 | HBS5588 | Goodwe LX U5.4-L (x4) w/ Goodwe GW3000-ES-20 | 19.2 |  |  | Goodwe | LX U5.4-L | 4 | Goodwe | GW3000-ES-20 | Goodwe | 2026-01-10
2023-05-26 | HBS5589 | Goodwe LX U5.4-L (x5) w/ Goodwe GW3000-ES-20 | 24 |  |  | Goodwe | LX U5.4-L | 5 | Goodwe | GW3000-ES-20 | Goodwe | 2026-01-10
2023-05-26 | HBS5590 | Goodwe LX U5.4-L (x6) w/ Goodwe GW3000-ES-20 | 28.8 |  |  | Goodwe | LX U5.4-L | 6 | Goodwe | GW3000-ES-20 | Goodwe | 2026-01-10
2023-05-26 | HBS5591 | Goodwe LX U5.4-L (x2) w/ Goodwe GW5000-ES-20 | 9.6 |  |  | Goodwe | LX U5.4-L | 2 | Goodwe | GW5000-ES-20 | Goodwe | 2026-01-10
2023-05-26 | HBS5592 | Goodwe LX U5.4-L (x3) w/ Goodwe GW5000-ES-20 | 14.4 |  |  | Goodwe | LX U5.4-L | 3 | Goodwe | GW5000-ES-20 | Goodwe | 2026-01-10
2023-05-26 | HBS5593 | Goodwe LX U5.4-L (x4) w/ Goodwe GW5000-ES-20 | 19.2 |  |  | Goodwe | LX U5.4-L | 4 | Goodwe | GW5000-ES-20 | Goodwe | 2026-01-10
2023-05-26 | HBS5594 | Goodwe LX U5.4-L (x5) w/ Goodwe GW5000-ES-20 | 24 |  |  | Goodwe | LX U5.4-L | 5 | Goodwe | GW5000-ES-20 | Goodwe | 2026-01-10
2023-05-26 | HBS5595 | Goodwe LX U5.4-L (x6) w/ Goodwe GW5000-ES-20 | 28.8 |  |  | Goodwe | LX U5.4-L | 6 | Goodwe | GW5000-ES-20 | Goodwe | 2026-01-10
2023-05-26 | HBS5596 | Goodwe LX U5.4-L (x2) w/ Goodwe GW6000-ES-20 | 9.6 |  |  | Goodwe | LX U5.4-L | 2 | Goodwe | GW6000-ES-20 | Goodwe | 2026-01-10
2023-05-26 | HBS5597 | Goodwe LX U5.4-L (x3) w/ Goodwe GW6000-ES-20 | 14.4 |  |  | Goodwe | LX U5.4-L | 3 | Goodwe | GW6000-ES-20 | Goodwe | 2026-01-10
2023-05-26 | HBS5598 | Goodwe LX U5.4-L (x4) w/ Goodwe GW6000-ES-20 | 19.2 |  |  | Goodwe | LX U5.4-L | 4 | Goodwe | GW6000-ES-20 | Goodwe | 2026-01-10
2023-05-26 | HBS5599 | Goodwe LX U5.4-L (x5) w/ Goodwe GW6000-ES-20 | 24 |  |  | Goodwe | LX U5.4-L | 5 | Goodwe | GW6000-ES-20 | Goodwe | 2026-01-10
2023-05-26 | HBS5600 | Goodwe LX U5.4-L (x6) w/ Goodwe GW6000-ES-20 | 28.8 |  |  | Goodwe | LX U5.4-L | 6 | Goodwe | GW6000-ES-20 | Goodwe | 2026-01-10
2023-05-26 | HBS5601 | Goodwe LX U5.4-L (x2) w/ Goodwe GW3600-SBP-20 | 9.6 |  |  | Goodwe | LX U5.4-L | 2 | Goodwe | GW3600-SBP-20 | Goodwe | 2025-11-24
2023-05-26 | HBS5602 | Goodwe LX U5.4-L (x3) w/ Goodwe GW3600-SBP-20 | 14.4 |  |  | Goodwe | LX U5.4-L | 3 | Goodwe | GW3600-SBP-20 | Goodwe | 2025-11-24
2023-05-26 | HBS5603 | Goodwe LX U5.4-L (x4) w/ Goodwe GW3600-SBP-20 | 19.2 |  |  | Goodwe | LX U5.4-L | 4 | Goodwe | GW3600-SBP-20 | Goodwe | 2025-11-24
2023-05-26 | HBS5604 | Goodwe LX U5.4-L (x5) w/ Goodwe GW3600-SBP-20 | 24 |  |  | Goodwe | LX U5.4-L | 5 | Goodwe | GW3600-SBP-20 | Goodwe | 2025-11-24
2023-05-26 | HBS5605 | Goodwe LX U5.4-L (x6) w/ Goodwe GW3600-SBP-20 | 28.8 |  |  | Goodwe | LX U5.4-L | 6 | Goodwe | GW3600-SBP-20 | Goodwe | 2025-11-24
2023-05-26 | HBS5606 | Goodwe LX U5.4-L (x2) w/ Goodwe GW5000-SBP-20 | 9.6 |  |  | Goodwe | LX U5.4-L | 2 | Goodwe | GW5000-SBP-20 | Goodwe | 2025-11-24
2023-05-26 | HBS5607 | Goodwe LX U5.4-L (x3) w/ Goodwe GW5000-SBP-20 | 14.4 |  |  | Goodwe | LX U5.4-L | 3 | Goodwe | GW5000-SBP-20 | Goodwe | 2025-11-24
2023-05-26 | HBS5608 | Goodwe LX U5.4-L (x4) w/ Goodwe GW5000-SBP-20 | 19.2 |  |  | Goodwe | LX U5.4-L | 4 | Goodwe | GW5000-SBP-20 | Goodwe | 2025-11-24
2023-05-26 | HBS5609 | Goodwe LX U5.4-L (x5) w/ Goodwe GW5000-SBP-20 | 24 |  |  | Goodwe | LX U5.4-L | 5 | Goodwe | GW5000-SBP-20 | Goodwe | 2025-11-24
2023-05-26 | HBS5610 | Goodwe LX U5.4-L (x6) w/ Goodwe GW5000-SBP-20 | 28.8 |  |  | Goodwe | LX U5.4-L | 6 | Goodwe | GW5000-SBP-20 | Goodwe | 2025-11-24
2023-05-26 | HBS5611 | Goodwe LX U5.4-L (x2) w/ Goodwe GW6000-SBP-20 | 9.6 |  |  | Goodwe | LX U5.4-L | 2 | Goodwe | GW6000-SBP-20 | Goodwe | 2025-11-24
2023-05-26 | HBS5612 | Goodwe LX U5.4-L (x3) w/ Goodwe GW6000-SBP-20 | 14.4 |  |  | Goodwe | LX U5.4-L | 3 | Goodwe | GW6000-SBP-20 | Goodwe | 2025-11-24
2023-05-26 | HBS5613 | Goodwe LX U5.4-L (x4) w/ Goodwe GW6000-SBP-20 | 19.2 |  |  | Goodwe | LX U5.4-L | 4 | Goodwe | GW6000-SBP-20 | Goodwe | 2025-11-24
2023-05-26 | HBS5614 | Goodwe LX U5.4-L (x5) w/ Goodwe GW6000-SBP-20 | 24 |  |  | Goodwe | LX U5.4-L | 5 | Goodwe | GW6000-SBP-20 | Goodwe | 2025-11-24
2023-05-26 | HBS5615 | Goodwe LX U5.4-L (x6) w/ Goodwe GW6000-SBP-20 | 28.8 |  |  | Goodwe | LX U5.4-L | 6 | Goodwe | GW6000-SBP-20 | Goodwe | 2025-11-24
2023-05-26 | HBS5622 | Delta BX6.3_AC101 w/ Delta DC1-100 Data Collector | 6.3 | Delta Electronics | BX6.3_AC101 |  |  | 1 |  |  | Delta Electronics | 2025-03-02
2023-06-02 | HBS5624 | Enphase Energy Inc. B05-T02-ROW00-1-2 (x2) | 10 | Enphase Energy Inc. | B05-T02-ROW00-1-2 |  |  | 2 |  |  | ENPHASE | 2026-05-02
2023-06-02 | HBS5625 | Enphase Energy Inc. B05-T02-ROW00-1-2 (x3) | 15 | Enphase Energy Inc. | B05-T02-ROW00-1-2 |  |  | 3 |  |  | ENPHASE | 2026-05-02
2023-06-02 | HBS5626 | Enphase Energy Inc. B05-T02-ROW00-1-2 (x4) | 20 | Enphase Energy Inc. | B05-T02-ROW00-1-2 |  |  | 4 |  |  | ENPHASE | 2026-05-02
2023-06-02 | HBS5627 | Enphase Energy Inc. B05-T02-ROW00-1-2 (x5) | 25 | Enphase Energy Inc. | B05-T02-ROW00-1-2 |  |  | 5 |  |  | ENPHASE | 2026-05-02
2023-06-02 | HBS5628 | Enphase Energy Inc. B05-T02-ROW00-1-2 (x6) | 30 | Enphase Energy Inc. | B05-T02-ROW00-1-2 |  |  | 6 |  |  | ENPHASE | 2026-05-02
2023-06-02 | HBS5629 | Enphase Energy Inc. B05-T02-ROW00-1-2 (x7) | 35 | Enphase Energy Inc. | B05-T02-ROW00-1-2 |  |  | 7 |  |  | ENPHASE | 2026-05-02
2023-06-02 | HBS5630 | Enphase Energy Inc. B05-T02-ROW00-1-2 (x8) | 40 | Enphase Energy Inc. | B05-T02-ROW00-1-2 |  |  | 8 |  |  | ENPHASE | 2026-05-02
2023-06-08 | HBS5639 | Jiangsu KOYOE Energy Technology Co Ltd KY-51V105AH-S (x2) w/ Jiangsu KOYOE Energy Technology Co Ltd KY-1Hybrid-5k0-H | 10.75 |  |  | Jiangsu KOYOE Energy Technology Co Ltd | KY-51V105AH-S | 2 | Jiangsu KOYOE Energy Technology Co Ltd | KY-1Hybrid-5k0-H | Jiangsu KOYOE Energy Technology Co Ltd | 2025-07-04
2023-06-08 | HBS5640 | Jiangsu KOYOE Energy Technology Co Ltd KY-51V105AH-S (x3) w/ Jiangsu KOYOE Energy Technology Co Ltd KY-1Hybrid-5k0-H | 16.13 |  |  | Jiangsu KOYOE Energy Technology Co Ltd | KY-51V105AH-S | 3 | Jiangsu KOYOE Energy Technology Co Ltd | KY-1Hybrid-5k0-H | Jiangsu KOYOE Energy Technology Co Ltd | 2025-07-04
2023-06-08 | HBS5641 | Jiangsu KOYOE Energy Technology Co Ltd KY-51V105AH-S (x4) w/ Jiangsu KOYOE Energy Technology Co Ltd KY-1Hybrid-5k0-H | 21.5 |  |  | Jiangsu KOYOE Energy Technology Co Ltd | KY-51V105AH-S | 4 | Jiangsu KOYOE Energy Technology Co Ltd | KY-1Hybrid-5k0-H | Jiangsu KOYOE Energy Technology Co Ltd | 2025-07-04
2023-06-08 | HBS5642 | Jiangsu KOYOE Energy Technology Co Ltd KY-51V105AH-S (x5) w/ Jiangsu KOYOE Energy Technology Co Ltd KY-1Hybrid-5k0-H | 26.88 |  |  | Jiangsu KOYOE Energy Technology Co Ltd | KY-51V105AH-S | 5 | Jiangsu KOYOE Energy Technology Co Ltd | KY-1Hybrid-5k0-H | Jiangsu KOYOE Energy Technology Co Ltd | 2025-07-04
2023-06-08 | HBS5643 | Jiangsu KOYOE Energy Technology Co Ltd KY-51V105AH-S (x6) w/ Jiangsu KOYOE Energy Technology Co Ltd KY-1Hybrid-5k0-H | 32.26 |  |  | Jiangsu KOYOE Energy Technology Co Ltd | KY-51V105AH-S | 6 | Jiangsu KOYOE Energy Technology Co Ltd | KY-1Hybrid-5k0-H | Jiangsu KOYOE Energy Technology Co Ltd | 2025-07-04
2023-06-08 | HBS5644 | Jiangsu KOYOE Energy Technology Co Ltd KY-51V105AH-S (x4) w/ Jiangsu KOYOE Energy Technology Co Ltd | 21.5 |  |  | Jiangsu KOYOE Energy Technology Co Ltd | KY-51V105AH-S | 4 | Jiangsu KOYOE Energy Technology Co Ltd | KY-EST06KH | Jiangsu KOYOE Energy Technology Co Ltd | 2025-09-15
2023-06-08 | HBS5645 | Jiangsu KOYOE Energy Technology Co Ltd KY-51V105AH-S (x5) w/ Jiangsu KOYOE Energy Technology Co Ltd | 26.88 |  |  | Jiangsu KOYOE Energy Technology Co Ltd | KY-51V105AH-S | 5 | Jiangsu KOYOE Energy Technology Co Ltd | KY-EST06KH | Jiangsu KOYOE Energy Technology Co Ltd | 2025-09-15
2023-06-08 | HBS5646 | Jiangsu KOYOE Energy Technology Co Ltd KY-51V105AH-S (x6) w/ Jiangsu KOYOE Energy Technology Co Ltd | 32.26 |  |  | Jiangsu KOYOE Energy Technology Co Ltd | KY-51V105AH-S | 6 | Jiangsu KOYOE Energy Technology Co Ltd | KY-EST06KH | Jiangsu KOYOE Energy Technology Co Ltd | 2025-09-15
2023-06-08 | HBS5647 | Jiangsu KOYOE Energy Technology Co Ltd KY-51V105AH-S (x4) w/ Jiangsu KOYOE Energy Technology Co Ltd KY-EST08KH KY-EST08KH | 21.5 |  |  | Jiangsu KOYOE Energy Technology Co Ltd | KY-51V105AH-S | 4 | Jiangsu KOYOE Energy Technology Co Ltd | KY-EST08KH | Jiangsu KOYOE Energy Technology Co Ltd | 2025-09-15
2023-06-08 | HBS5648 | Jiangsu KOYOE Energy Technology Co Ltd KY-51V105AH-S (x5) w/ Jiangsu KOYOE Energy Technology Co Ltd KY-EST08KH KY-EST08KH | 26.88 |  |  | Jiangsu KOYOE Energy Technology Co Ltd | KY-51V105AH-S | 5 | Jiangsu KOYOE Energy Technology Co Ltd | KY-EST08KH | Jiangsu KOYOE Energy Technology Co Ltd | 2025-09-15
2023-06-08 | HBS5649 | Jiangsu KOYOE Energy Technology Co Ltd KY-51V105AH-S (x6) w/ Jiangsu KOYOE Energy Technology Co Ltd KY-EST08KH KY-EST08KH | 32.26 |  |  | Jiangsu KOYOE Energy Technology Co Ltd | KY-51V105AH-S | 6 | Jiangsu KOYOE Energy Technology Co Ltd | KY-EST08KH | Jiangsu KOYOE Energy Technology Co Ltd | 2025-09-15
2023-06-08 | HBS5650 | Jiangsu KOYOE Energy Technology Co Ltd KY-51V105AH-S (x4) w/ Jiangsu KOYOE Energy Technology Co Ltd KY-EST10KH KY-EST10KH | 21.5 |  |  | Jiangsu KOYOE Energy Technology Co Ltd | KY-51V105AH-S | 4 | Jiangsu KOYOE Energy Technology Co Ltd | KY-EST10KH | Jiangsu KOYOE Energy Technology Co Ltd | 2025-09-15
2023-06-08 | HBS5651 | Jiangsu KOYOE Energy Technology Co Ltd KY-51V105AH-S (x5) w/ Jiangsu KOYOE Energy Technology Co Ltd KY-EST10KH KY-EST10KH | 26.88 |  |  | Jiangsu KOYOE Energy Technology Co Ltd | KY-51V105AH-S | 5 | Jiangsu KOYOE Energy Technology Co Ltd | KY-EST10KH | Jiangsu KOYOE Energy Technology Co Ltd | 2025-09-15
2023-06-08 | HBS5652 | Jiangsu KOYOE Energy Technology Co Ltd KY-51V105AH-S (x6) w/ Jiangsu KOYOE Energy Technology Co Ltd KY-EST10KH KY-EST10KH | 32.26 |  |  | Jiangsu KOYOE Energy Technology Co Ltd | KY-51V105AH-S | 6 | Jiangsu KOYOE Energy Technology Co Ltd | KY-EST10KH | Jiangsu KOYOE Energy Technology Co Ltd | 2025-09-15
2023-06-08 | HBS5653 | Jiangsu KOYOE Energy Technology Co Ltd KY-51V105AH-S (x4) w/ Jiangsu KOYOE Energy Technology Co Ltd KY-EST12KH KY-EST12KH | 21.5 |  |  | Jiangsu KOYOE Energy Technology Co Ltd | KY-51V105AH-S | 4 | Jiangsu KOYOE Energy Technology Co Ltd | KY-EST12KH | Jiangsu KOYOE Energy Technology Co Ltd | 2025-09-15
2023-06-08 | HBS5654 | Jiangsu KOYOE Energy Technology Co Ltd KY-51V105AH-S (x5) w/ Jiangsu KOYOE Energy Technology Co Ltd KY-EST12KH KY-EST12KH | 26.88 |  |  | Jiangsu KOYOE Energy Technology Co Ltd | KY-51V105AH-S | 5 | Jiangsu KOYOE Energy Technology Co Ltd | KY-EST12KH | Jiangsu KOYOE Energy Technology Co Ltd | 2025-09-15
2023-06-08 | HBS5655 | Jiangsu KOYOE Energy Technology Co Ltd KY-51V105AH-S (x6) w/ Jiangsu KOYOE Energy Technology Co Ltd KY-EST12KH KY-EST12KH | 32.26 |  |  | Jiangsu KOYOE Energy Technology Co Ltd | KY-51V105AH-S | 6 | Jiangsu KOYOE Energy Technology Co Ltd | KY-EST12KH | Jiangsu KOYOE Energy Technology Co Ltd | 2025-09-15
2023-06-08 | HBS5656 | Jiangsu KOYOE Energy Technology Co Ltd KY-51V105AH-S (x4) w/ Jiangsu KOYOE Energy Technology Co Ltd KY-EST15KH KY-EST15KH | 21.5 |  |  | Jiangsu KOYOE Energy Technology Co Ltd | KY-51V105AH-S | 4 | Jiangsu KOYOE Energy Technology Co Ltd | KY-EST15KH | Jiangsu KOYOE Energy Technology Co Ltd | 2025-09-15
2023-06-08 | HBS5657 | Jiangsu KOYOE Energy Technology Co Ltd KY-51V105AH-S (x5) w/ Jiangsu KOYOE Energy Technology Co Ltd KY-EST15KH KY-EST15KH | 26.88 |  |  | Jiangsu KOYOE Energy Technology Co Ltd | KY-51V105AH-S | 5 | Jiangsu KOYOE Energy Technology Co Ltd | KY-EST15KH | Jiangsu KOYOE Energy Technology Co Ltd | 2025-09-15
2023-06-08 | HBS5658 | Jiangsu KOYOE Energy Technology Co Ltd KY-51V105AH-S (x6) w/ Jiangsu KOYOE Energy Technology Co Ltd KY-EST15KH KY-EST15KH | 32.26 |  |  | Jiangsu KOYOE Energy Technology Co Ltd | KY-51V105AH-S | 6 | Jiangsu KOYOE Energy Technology Co Ltd | KY-EST15KH | Jiangsu KOYOE Energy Technology Co Ltd | 2025-09-15
2023-06-08 | HBS5659 | Jiangsu KOYOE Energy Technology Co Ltd KY-51V105AH-S (x4) w/ Jiangsu KOYOE Energy Technology Co Ltd KY-EST17KH KY-EST17KH | 21.5 |  |  | Jiangsu KOYOE Energy Technology Co Ltd | KY-51V105AH-S | 4 | Jiangsu KOYOE Energy Technology Co Ltd | KY-EST17KH | Jiangsu KOYOE Energy Technology Co Ltd | 2025-09-15
2023-06-08 | HBS5660 | Jiangsu KOYOE Energy Technology Co Ltd KY-51V105AH-S (x5) w/ Jiangsu KOYOE Energy Technology Co Ltd KY-EST17KH KY-EST17KH | 26.88 |  |  | Jiangsu KOYOE Energy Technology Co Ltd | KY-51V105AH-S | 5 | Jiangsu KOYOE Energy Technology Co Ltd | KY-EST17KH | Jiangsu KOYOE Energy Technology Co Ltd | 2025-09-15
2023-06-08 | HBS5661 | Jiangsu KOYOE Energy Technology Co Ltd KY-51V105AH-S (x6) w/ Jiangsu KOYOE Energy Technology Co Ltd KY-EST17KH KY-EST17KH | 32.26 |  |  | Jiangsu KOYOE Energy Technology Co Ltd | KY-51V105AH-S | 6 | Jiangsu KOYOE Energy Technology Co Ltd | KY-EST17KH | Jiangsu KOYOE Energy Technology Co Ltd | 2025-09-15
2023-06-08 | HBS5662 | Jiangsu KOYOE Energy Technology Co Ltd KY-51V105AH-S (x4) w/ Jiangsu KOYOE Energy Technology Co Ltd KY-EST20KH KY-EST20KH | 21.5 |  |  | Jiangsu KOYOE Energy Technology Co Ltd | KY-51V105AH-S | 4 | Jiangsu KOYOE Energy Technology Co Ltd | KY-EST20KH | Jiangsu KOYOE Energy Technology Co Ltd | 2025-09-15
2023-06-08 | HBS5663 | Jiangsu KOYOE Energy Technology Co Ltd KY-51V105AH-S (x5) w/ Jiangsu KOYOE Energy Technology Co Ltd KY-EST20KH KY-EST20KH | 26.88 |  |  | Jiangsu KOYOE Energy Technology Co Ltd | KY-51V105AH-S | 5 | Jiangsu KOYOE Energy Technology Co Ltd | KY-EST20KH | Jiangsu KOYOE Energy Technology Co Ltd | 2025-09-15
2023-06-08 | HBS5664 | Jiangsu KOYOE Energy Technology Co Ltd KY-51V105AH-S (x6) w/ Jiangsu KOYOE Energy Technology Co Ltd KY-EST20KH KY-EST20KH | 32.26 |  |  | Jiangsu KOYOE Energy Technology Co Ltd | KY-51V105AH-S | 6 | Jiangsu KOYOE Energy Technology Co Ltd | KY-EST20KH | Jiangsu KOYOE Energy Technology Co Ltd | 2025-09-15
2023-06-30 | HBS5666 | RedEarth Energy Storage Pty Ltd SRM-108 | 6.56 | RedEarth Energy Storage Pty Ltd | SRM-108 |  |  | 1 |  |  | RedEarth Energy Storage Pty Ltd | 2024-10-09
2023-06-30 | HBS5667 | RedEarth Energy Storage Pty Ltd SRM-112 | 9.84 | RedEarth Energy Storage Pty Ltd | SRM-112 |  |  | 1 |  |  | RedEarth Energy Storage Pty Ltd | 2024-10-09
2023-06-30 | HBS5669 | RedEarth Energy Storage Pty Ltd SRM-208 | 6.56 | RedEarth Energy Storage Pty Ltd | SRM-208 |  |  | 1 |  |  | RedEarth Energy Storage Pty Ltd | 2024-10-09
2023-06-30 | HBS5670 | RedEarth Energy Storage Pty Ltd SRM-212 | 9.84 | RedEarth Energy Storage Pty Ltd | SRM-212 |  |  | 1 |  |  | RedEarth Energy Storage Pty Ltd | 2024-10-09
2023-06-30 | HBS5672 | RedEarth Energy Storage Pty Ltd SRS-108 | 6.56 | RedEarth Energy Storage Pty Ltd | SRS-108 |  |  | 1 |  |  | RedEarth Energy Storage Pty Ltd | 2024-10-09
2023-06-30 | HBS5673 | RedEarth Energy Storage Pty Ltd SRS-112 | 9.84 | RedEarth Energy Storage Pty Ltd | SRS-112 |  |  | 1 |  |  | RedEarth Energy Storage Pty Ltd | 2024-10-09
2023-06-30 | HBS5674 | RedEarth Energy Storage Pty Ltd SRS-116 | 13.12 | RedEarth Energy Storage Pty Ltd | SRS-116 |  |  | 1 |  |  | RedEarth Energy Storage Pty Ltd | 2024-10-09
2023-06-30 | HBS5675 | RedEarth Energy Storage Pty Ltd SRS-120 | 16.4 | RedEarth Energy Storage Pty Ltd | SRS-120 |  |  | 1 |  |  | RedEarth Energy Storage Pty Ltd | 2024-10-09
2023-06-30 | HBS5676 | RedEarth Energy Storage Pty Ltd SRS-124 | 19.68 | RedEarth Energy Storage Pty Ltd | SRS-124 |  |  | 1 |  |  | RedEarth Energy Storage Pty Ltd | 2024-10-09
2023-06-30 | HBS5678 | RedEarth Energy Storage Pty Ltd SRS-208 | 6.56 | RedEarth Energy Storage Pty Ltd | SRS-208 |  |  | 1 |  |  | RedEarth Energy Storage Pty Ltd | 2024-10-09
2023-06-30 | HBS5679 | RedEarth Energy Storage Pty Ltd SRS-212 | 9.84 | RedEarth Energy Storage Pty Ltd | SRS-212 |  |  | 1 |  |  | RedEarth Energy Storage Pty Ltd | 2024-10-09
2023-06-30 | HBS5680 | RedEarth Energy Storage Pty Ltd SRS-216 | 13.12 | RedEarth Energy Storage Pty Ltd | SRS-216 |  |  | 1 |  |  | RedEarth Energy Storage Pty Ltd | 2024-10-09
2023-06-30 | HBS5681 | RedEarth Energy Storage Pty Ltd SRS-220 | 16.4 | RedEarth Energy Storage Pty Ltd | SRS-220 |  |  | 1 |  |  | RedEarth Energy Storage Pty Ltd | 2024-10-09
2023-06-30 | HBS5682 | RedEarth Energy Storage Pty Ltd SRS-224 | 19.68 | RedEarth Energy Storage Pty Ltd | SRS-224 |  |  | 1 |  |  | RedEarth Energy Storage Pty Ltd | 2024-10-09
2023-06-30 | HBS5683 | RedEarth Energy Storage Pty Ltd SRS-318 NS | 14.2 | RedEarth Energy Storage Pty Ltd | SRS-318 NS |  |  | 1 |  |  | RedEarth Energy Storage Pty Ltd | 2026-04-23
2023-06-30 | HBS5684 | RedEarth Energy Storage Pty Ltd SRS-321 NS | 17.04 | RedEarth Energy Storage Pty Ltd | SRS-321 NS |  |  | 1 |  |  | RedEarth Energy Storage Pty Ltd | 2026-04-23
2023-06-30 | HBS5685 | RedEarth Energy Storage Pty Ltd SRS-325 NS | 19.88 | RedEarth Energy Storage Pty Ltd | SRS-325 NS |  |  | 1 |  |  | RedEarth Energy Storage Pty Ltd | 2026-04-23
2023-06-30 | HBS5686 | RedEarth Energy Storage Pty Ltd SRS-328 NS | 22.72 | RedEarth Energy Storage Pty Ltd | SRS-328 NS |  |  | 1 |  |  | RedEarth Energy Storage Pty Ltd | 2026-04-23
2023-06-30 | HBS5687 | RedEarth Energy Storage Pty Ltd SRS-332 NS | 25.56 | RedEarth Energy Storage Pty Ltd | SRS-332 NS |  |  | 1 |  |  | RedEarth Energy Storage Pty Ltd | 2026-04-23
2023-08-04 | HBS5688 | Guang Dong Redx Electrical Technology Ltd RX-2505AC (x2) | 9.6 | Guang Dong Redx Electrical Technology Ltd | RX-2505AC |  |  | 2 |  |  | Redx | 2026-01-23
2023-08-04 | HBS5689 | Guang Dong Redx Electrical Technology Ltd RX-2505AC (x3) | 14.4 | Guang Dong Redx Electrical Technology Ltd | RX-2505AC |  |  | 3 |  |  | Redx | 2026-01-23
2023-08-04 | HBS5690 | Guang Dong Redx Electrical Technology Ltd RX-2505AC (x4) | 19.2 | Guang Dong Redx Electrical Technology Ltd | RX-2505AC |  |  | 4 |  |  | Redx | 2026-01-23
2023-08-04 | HBS5691 | Guang Dong Redx Electrical Technology Ltd RX-2505AC (x5) | 24 | Guang Dong Redx Electrical Technology Ltd | RX-2505AC |  |  | 5 |  |  | Redx | 2026-01-23
2023-08-04 | HBS5692 | Guang Dong Redx Electrical Technology Ltd RX-2505AC (x6) | 28.8 | Guang Dong Redx Electrical Technology Ltd | RX-2505AC |  |  | 6 |  |  | Redx | 2026-01-23
2023-08-25 | HBS5693 | Guangzhou Sanjing Electric Co Ltd B2-10.0-HV1 (x2) w/ Guangzhou Sanjing Electric Co Ltd H2-8K-S3 | 9 |  |  | Guangzhou Sanjing Electric Co Ltd | B2-10.0-HV1 | 2 | Guangzhou Sanjing Electric Co Ltd | H2-8K-S3 | SAJ | 2026-08-24
2023-08-25 | HBS5694 | Guangzhou Sanjing Electric Co Ltd B2-10.0-HV5 (x2) w/ Guangzhou Sanjing Electric Co Ltd H2-8K-S3 | 9 |  |  | Guangzhou Sanjing Electric Co Ltd | B2-10.0-HV5 | 2 | Guangzhou Sanjing Electric Co Ltd | H2-8K-S3 | SAJ | 2026-08-24
2023-08-25 | HBS5695 | Guangzhou Sanjing Electric Co Ltd B2-10.0-HV1 (x2) w/ Guangzhou Sanjing Electric Co Ltd H2-6K-S3 | 9 |  |  | Guangzhou Sanjing Electric Co Ltd | B2-10.0-HV1 | 2 | Guangzhou Sanjing Electric Co Ltd | H2-6K-S3 | SAJ | 2026-08-24
2023-08-25 | HBS5696 | Guangzhou Sanjing Electric Co Ltd B2-10.0-HV5 (x2) w/ Guangzhou Sanjing Electric Co Ltd H2-6K-S3 | 9 |  |  | Guangzhou Sanjing Electric Co Ltd | B2-10.0-HV5 | 2 | Guangzhou Sanjing Electric Co Ltd | H2-6K-S3 | SAJ | 2026-08-24
2023-08-25 | HBS5697 | Guangzhou Sanjing Electric Co Ltd B2-10.0-HV1 (x2) w/ Guangzhou Sanjing Electric Co Ltd H2-5K-S3 | 9 |  |  | Guangzhou Sanjing Electric Co Ltd | B2-10.0-HV1 | 2 | Guangzhou Sanjing Electric Co Ltd | H2-5K-S3 | SAJ | 2026-08-24
2023-08-25 | HBS5698 | Guangzhou Sanjing Electric Co Ltd B2-10.0-HV5 (x2) w/ Guangzhou Sanjing Electric Co Ltd H2-5K-S3 | 9 |  |  | Guangzhou Sanjing Electric Co Ltd | B2-10.0-HV5 | 2 | Guangzhou Sanjing Electric Co Ltd | H2-5K-S3 | SAJ | 2026-08-24
2023-08-25 | HBS5699 | Guangzhou Sanjing Electric Co Ltd B2-10.0-HV1 (x2) w/ Guangzhou Sanjing Electric Co Ltd H2-10K-S3-A | 9 |  |  | Guangzhou Sanjing Electric Co Ltd | B2-10.0-HV1 | 2 | Guangzhou Sanjing Electric Co Ltd | H2-10K-S3-A | SAJ | 2026-08-24
2023-08-25 | HBS5700 | Guangzhou Sanjing Electric Co Ltd B2-10.0-HV5 (x2) w/ Guangzhou Sanjing Electric Co Ltd H2-10K-S3-A | 9 |  |  | Guangzhou Sanjing Electric Co Ltd | B2-10.0-HV5 | 2 | Guangzhou Sanjing Electric Co Ltd | H2-10K-S3-A | SAJ | 2026-08-24
2023-08-25 | HBS5701 | Guangzhou Sanjing Electric Co Ltd B2-10.0-HV5 (x2) w/ Guangzhou Sanjing Electric Co Ltd H2-10K-S3 | 9 |  |  | Guangzhou Sanjing Electric Co Ltd | B2-10.0-HV5 | 2 | Guangzhou Sanjing Electric Co Ltd | H2-10K-S3 | SAJ | 2026-08-24
2023-08-25 | HBS5702 | Guangzhou Sanjing Electric Co Ltd B2-10.0-HV1 (x2) w/ Guangzhou Sanjing Electric Co Ltd H2-10K-S3 | 9 |  |  | Guangzhou Sanjing Electric Co Ltd | B2-10.0-HV1 | 2 | Guangzhou Sanjing Electric Co Ltd | H2-10K-S3 | SAJ | 2026-08-24
2023-08-25 | HBS5703 | Guangzhou Sanjing Electric Co Ltd B2-15.0-HV1 (x3) w/ Guangzhou Sanjing Electric Co Ltd H2-8K-S3 | 13.5 |  |  | Guangzhou Sanjing Electric Co Ltd | B2-15.0-HV1 | 3 | Guangzhou Sanjing Electric Co Ltd | H2-8K-S3 | SAJ | 2026-08-24
2023-08-25 | HBS5704 | Guangzhou Sanjing Electric Co Ltd B2-15.0-HV5 (x3) w/ Guangzhou Sanjing Electric Co Ltd H2-8K-S3 | 13.5 |  |  | Guangzhou Sanjing Electric Co Ltd | B2-15.0-HV5 | 3 | Guangzhou Sanjing Electric Co Ltd | H2-8K-S3 | SAJ | 2026-08-24
2023-08-25 | HBS5705 | Guangzhou Sanjing Electric Co Ltd B2-15.0-HV1 (x3) w/ Guangzhou Sanjing Electric Co Ltd H2-6K-S3 | 13.5 |  |  | Guangzhou Sanjing Electric Co Ltd | B2-15.0-HV1 | 3 | Guangzhou Sanjing Electric Co Ltd | H2-6K-S3 | SAJ | 2026-08-24
2023-08-25 | HBS5706 | Guangzhou Sanjing Electric Co Ltd B2-15.0-HV5 (x3) w/ Guangzhou Sanjing Electric Co Ltd H2-6K-S3 | 13.5 |  |  | Guangzhou Sanjing Electric Co Ltd | B2-15.0-HV5 | 3 | Guangzhou Sanjing Electric Co Ltd | H2-6K-S3 | SAJ | 2026-08-24
2023-08-25 | HBS5707 | Guangzhou Sanjing Electric Co Ltd B2-15.0-HV1 (x3) w/ Guangzhou Sanjing Electric Co Ltd H2-5K-S3 | 13.5 |  |  | Guangzhou Sanjing Electric Co Ltd | B2-15.0-HV1 | 3 | Guangzhou Sanjing Electric Co Ltd | H2-5K-S3 | SAJ | 2026-08-24
2023-08-25 | HBS5708 | Guangzhou Sanjing Electric Co Ltd B2-15.0-HV5 (x3) w/ Guangzhou Sanjing Electric Co Ltd H2-5K-S3 | 13.5 |  |  | Guangzhou Sanjing Electric Co Ltd | B2-15.0-HV5 | 3 | Guangzhou Sanjing Electric Co Ltd | H2-5K-S3 | SAJ | 2026-08-24
2023-08-25 | HBS5709 | Guangzhou Sanjing Electric Co Ltd B2-15.0-HV1 (x3) w/ Guangzhou Sanjing Electric Co Ltd H2-10K-S3-A | 13.5 |  |  | Guangzhou Sanjing Electric Co Ltd | B2-15.0-HV1 | 3 | Guangzhou Sanjing Electric Co Ltd | H2-10K-S3-A | SAJ | 2026-08-24
2023-08-25 | HBS5710 | Guangzhou Sanjing Electric Co Ltd B2-15.0-HV5 (x3) w/ Guangzhou Sanjing Electric Co Ltd H2-10K-S3-A | 13.5 |  |  | Guangzhou Sanjing Electric Co Ltd | B2-15.0-HV5 | 3 | Guangzhou Sanjing Electric Co Ltd | H2-10K-S3-A | SAJ | 2026-08-24
2023-08-25 | HBS5711 | Guangzhou Sanjing Electric Co Ltd B2-15.0-HV5 (x3) w/ Guangzhou Sanjing Electric Co Ltd H2-10K-S3 | 13.5 |  |  | Guangzhou Sanjing Electric Co Ltd | B2-15.0-HV5 | 3 | Guangzhou Sanjing Electric Co Ltd | H2-10K-S3 | SAJ | 2026-08-24
2023-08-25 | HBS5712 | Guangzhou Sanjing Electric Co Ltd B2-15.0-HV1 (x3) w/ Guangzhou Sanjing Electric Co Ltd H2-10K-S3 | 13.5 |  |  | Guangzhou Sanjing Electric Co Ltd | B2-15.0-HV1 | 3 | Guangzhou Sanjing Electric Co Ltd | H2-10K-S3 | SAJ | 2026-08-24
2023-08-25 | HBS5713 | Guangzhou Sanjing Electric Co Ltd B2-20.0-HV1 (x4) w/ Guangzhou Sanjing Electric Co Ltd H2-8K-S3 | 18 |  |  | Guangzhou Sanjing Electric Co Ltd | B2-20.0-HV1 | 4 | Guangzhou Sanjing Electric Co Ltd | H2-8K-S3 | SAJ | 2026-08-24
2023-08-25 | HBS5714 | Guangzhou Sanjing Electric Co Ltd B2-20.0-HV5 (x4) w/ Guangzhou Sanjing Electric Co Ltd H2-8K-S3 | 18 |  |  | Guangzhou Sanjing Electric Co Ltd | B2-20.0-HV5 | 4 | Guangzhou Sanjing Electric Co Ltd | H2-8K-S3 | SAJ | 2026-08-24
2023-08-25 | HBS5715 | Guangzhou Sanjing Electric Co Ltd B2-20.0-HV1 (x4) w/ Guangzhou Sanjing Electric Co Ltd H2-6K-S3 | 18 |  |  | Guangzhou Sanjing Electric Co Ltd | B2-20.0-HV1 | 4 | Guangzhou Sanjing Electric Co Ltd | H2-6K-S3 | SAJ | 2026-08-24
2023-08-25 | HBS5716 | Guangzhou Sanjing Electric Co Ltd B2-20.0-HV5 (x4) w/ Guangzhou Sanjing Electric Co Ltd H2-6K-S3 | 18 |  |  | Guangzhou Sanjing Electric Co Ltd | B2-20.0-HV5 | 4 | Guangzhou Sanjing Electric Co Ltd | H2-6K-S3 | SAJ | 2026-08-24
2023-08-25 | HBS5717 | Guangzhou Sanjing Electric Co Ltd B2-20.0-HV1 (x4) w/ Guangzhou Sanjing Electric Co Ltd H2-5K-S3 | 18 |  |  | Guangzhou Sanjing Electric Co Ltd | B2-20.0-HV1 | 4 | Guangzhou Sanjing Electric Co Ltd | H2-5K-S3 | SAJ | 2026-08-24
2023-08-25 | HBS5718 | Guangzhou Sanjing Electric Co Ltd B2-20.0-HV5 (x4) w/ Guangzhou Sanjing Electric Co Ltd H2-5K-S3 | 18 |  |  | Guangzhou Sanjing Electric Co Ltd | B2-20.0-HV5 | 4 | Guangzhou Sanjing Electric Co Ltd | H2-5K-S3 | SAJ | 2026-08-24
2023-08-25 | HBS5719 | Guangzhou Sanjing Electric Co Ltd B2-20.0-HV1 (x4) w/ Guangzhou Sanjing Electric Co Ltd H2-10K-S3-A | 18 |  |  | Guangzhou Sanjing Electric Co Ltd | B2-20.0-HV1 | 4 | Guangzhou Sanjing Electric Co Ltd | H2-10K-S3-A | SAJ | 2026-08-24
2023-08-25 | HBS5720 | Guangzhou Sanjing Electric Co Ltd B2-20.0-HV5 (x4) w/ Guangzhou Sanjing Electric Co Ltd H2-10K-S3-A | 18 |  |  | Guangzhou Sanjing Electric Co Ltd | B2-20.0-HV5 | 4 | Guangzhou Sanjing Electric Co Ltd | H2-10K-S3-A | SAJ | 2026-08-24
2023-08-25 | HBS5721 | Guangzhou Sanjing Electric Co Ltd B2-20.0-HV5 (x4) w/ Guangzhou Sanjing Electric Co Ltd H2-10K-S3 | 18 |  |  | Guangzhou Sanjing Electric Co Ltd | B2-20.0-HV5 | 4 | Guangzhou Sanjing Electric Co Ltd | H2-10K-S3 | SAJ | 2026-08-24
2023-08-25 | HBS5722 | Guangzhou Sanjing Electric Co Ltd B2-20.0-HV1 (x4) w/ Guangzhou Sanjing Electric Co Ltd H2-10K-S3 | 18 |  |  | Guangzhou Sanjing Electric Co Ltd | B2-20.0-HV1 | 4 | Guangzhou Sanjing Electric Co Ltd | H2-10K-S3 | SAJ | 2026-08-24
2023-09-01 | HBS5723 | Sungrow Power Supply Co Ltd SBR096 (x2) w/ Sungrow Power Supply Co Ltd SH8.0RS | 19.2 |  |  | Sungrow Power Supply Co Ltd | SBR096 | 2 | Sungrow Power Supply Co Ltd | SH8.0RS | Sungrow | 2026-05-13
2023-09-01 | HBS5724 | Sungrow Power Supply Co Ltd SBR096 (x2) w/ Sungrow Power Supply Co Ltd SH10RS | 19.2 |  |  | Sungrow Power Supply Co Ltd | SBR096 | 2 | Sungrow Power Supply Co Ltd | SH10RS | Sungrow | 2026-05-13
2023-09-01 | HBS5725 | Sungrow Power Supply Co Ltd SBR096 (x2) w/ Sungrow Power Supply Co Ltd SH5.0RT | 19.2 |  |  | Sungrow Power Supply Co Ltd | SBR096 | 2 | Sungrow Power Supply Co Ltd | SH5.0RT | Sungrow | 2024-12-16
2023-09-01 | HBS5726 | Sungrow Power Supply Co Ltd SBR096 (x2) w/ Sungrow Power Supply Co Ltd SH10RT | 19.2 |  |  | Sungrow Power Supply Co Ltd | SBR096 | 2 | Sungrow Power Supply Co Ltd | SH10RT | Sungrow | 2026-04-24
2023-09-01 | HBS5727 | Sungrow Power Supply Co Ltd SBR096 (x3) w/ Sungrow Power Supply Co Ltd SH5.0RS | 28.8 |  |  | Sungrow Power Supply Co Ltd | SBR096 | 3 | Sungrow Power Supply Co Ltd | SH5.0RS | Sungrow | 2024-12-15
2023-09-01 | HBS5728 | Sungrow Power Supply Co Ltd SBR096 (x3) w/ Sungrow Power Supply Co Ltd SH6.0RS | 28.8 |  |  | Sungrow Power Supply Co Ltd | SBR096 | 3 | Sungrow Power Supply Co Ltd | SH6.0RS | Sungrow | 2024-12-15
2023-09-01 | HBS5729 | Sungrow Power Supply Co Ltd SBR096 (x3) w/ Sungrow Power Supply Co Ltd SH8.0RS | 28.8 |  |  | Sungrow Power Supply Co Ltd | SBR096 | 3 | Sungrow Power Supply Co Ltd | SH8.0RS | Sungrow | 2026-05-13
2023-09-01 | HBS5730 | Sungrow Power Supply Co Ltd SBR096 (x3) w/ Sungrow Power Supply Co Ltd SH10RS | 28.8 |  |  | Sungrow Power Supply Co Ltd | SBR096 | 3 | Sungrow Power Supply Co Ltd | SH10RS | Sungrow | 2026-05-13
2023-09-01 | HBS5731 | Sungrow Power Supply Co Ltd SBR096 (x3) w/ Sungrow Power Supply Co Ltd SH5.0RT | 28.8 |  |  | Sungrow Power Supply Co Ltd | SBR096 | 3 | Sungrow Power Supply Co Ltd | SH5.0RT | Sungrow | 2024-12-16
2023-09-01 | HBS5732 | Sungrow Power Supply Co Ltd SBR096 (x3) w/ Sungrow Power Supply Co Ltd SH10RT | 28.8 |  |  | Sungrow Power Supply Co Ltd | SBR096 | 3 | Sungrow Power Supply Co Ltd | SH10RT | Sungrow | 2026-04-24
2023-09-01 | HBS5733 | Sungrow Power Supply Co Ltd SBR096 (x4) w/ Sungrow Power Supply Co Ltd SH5.0RS | 38.4 |  |  | Sungrow Power Supply Co Ltd | SBR096 | 4 | Sungrow Power Supply Co Ltd | SH5.0RS | Sungrow | 2024-12-15
2023-09-01 | HBS5734 | Sungrow Power Supply Co Ltd SBR096 (x4) w/ Sungrow Power Supply Co Ltd SH6.0RS | 38.4 |  |  | Sungrow Power Supply Co Ltd | SBR096 | 4 | Sungrow Power Supply Co Ltd | SH6.0RS | Sungrow | 2024-12-15
2023-09-01 | HBS5735 | Sungrow Power Supply Co Ltd SBR096 (x4) w/ Sungrow Power Supply Co Ltd SH8.0RS | 38.4 |  |  | Sungrow Power Supply Co Ltd | SBR096 | 4 | Sungrow Power Supply Co Ltd | SH8.0RS | Sungrow | 2026-05-13
2023-09-01 | HBS5736 | Sungrow Power Supply Co Ltd SBR096 (x4) w/ Sungrow Power Supply Co Ltd SH10RS | 38.4 |  |  | Sungrow Power Supply Co Ltd | SBR096 | 4 | Sungrow Power Supply Co Ltd | SH10RS | Sungrow | 2026-05-13
2023-09-01 | HBS5737 | Sungrow Power Supply Co Ltd SBR096 (x4) w/ Sungrow Power Supply Co Ltd SH5.0RT | 38.4 |  |  | Sungrow Power Supply Co Ltd | SBR096 | 4 | Sungrow Power Supply Co Ltd | SH5.0RT | Sungrow | 2024-12-16
2023-09-01 | HBS5738 | Sungrow Power Supply Co Ltd SBR096 (x4) w/ Sungrow Power Supply Co Ltd SH10RT | 38.4 |  |  | Sungrow Power Supply Co Ltd | SBR096 | 4 | Sungrow Power Supply Co Ltd | SH10RT | Sungrow | 2026-04-24
2023-09-01 | HBS5739 | Sungrow Power Supply Co Ltd SBR128 (x1) w/ Sungrow Power Supply Co Ltd SH5.0RS | 12.8 |  |  | Sungrow Power Supply Co Ltd | SBR128 | 1 | Sungrow Power Supply Co Ltd | SH5.0RS | Sungrow | 2024-12-15
2023-09-01 | HBS5740 | Sungrow Power Supply Co Ltd SBR128 (x1) w/ Sungrow Power Supply Co Ltd SH6.0RS | 12.8 |  |  | Sungrow Power Supply Co Ltd | SBR128 | 1 | Sungrow Power Supply Co Ltd | SH6.0RS | Sungrow | 2024-12-15
2023-09-01 | HBS5741 | Sungrow Power Supply Co Ltd SBR128 (x1) w/ Sungrow Power Supply Co Ltd SH8.0RS | 12.8 |  |  | Sungrow Power Supply Co Ltd | SBR128 | 1 | Sungrow Power Supply Co Ltd | SH8.0RS | Sungrow | 2026-05-13
2023-09-01 | HBS5742 | Sungrow Power Supply Co Ltd SBR128 (x1) w/ Sungrow Power Supply Co Ltd SH10RS | 12.8 |  |  | Sungrow Power Supply Co Ltd | SBR128 | 1 | Sungrow Power Supply Co Ltd | SH10RS | Sungrow | 2026-05-13
2023-09-01 | HBS5743 | Sungrow Power Supply Co Ltd SBR128 (x1) w/ Sungrow Power Supply Co Ltd SH5.0RT | 12.8 |  |  | Sungrow Power Supply Co Ltd | SBR128 | 1 | Sungrow Power Supply Co Ltd | SH5.0RT | Sungrow | 2024-12-16
2023-09-01 | HBS5744 | Sungrow Power Supply Co Ltd SBR128 (x1) w/ Sungrow Power Supply Co Ltd SH10RT | 12.8 |  |  | Sungrow Power Supply Co Ltd | SBR128 | 1 | Sungrow Power Supply Co Ltd | SH10RT | Sungrow | 2026-04-24
2023-09-01 | HBS5745 | Sungrow Power Supply Co Ltd SBR128 (x2) w/ Sungrow Power Supply Co Ltd SH5.0RS | 25.6 |  |  | Sungrow Power Supply Co Ltd | SBR128 | 2 | Sungrow Power Supply Co Ltd | SH5.0RS | Sungrow | 2024-12-15
2023-09-01 | HBS5746 | Sungrow Power Supply Co Ltd SBR128 (x2) w/ Sungrow Power Supply Co Ltd SH6.0RS | 25.6 |  |  | Sungrow Power Supply Co Ltd | SBR128 | 2 | Sungrow Power Supply Co Ltd | SH6.0RS | Sungrow | 2024-12-15
2023-09-01 | HBS5747 | Sungrow Power Supply Co Ltd SBR128 (x2) w/ Sungrow Power Supply Co Ltd SH8.0RS | 25.6 |  |  | Sungrow Power Supply Co Ltd | SBR128 | 2 | Sungrow Power Supply Co Ltd | SH8.0RS | Sungrow | 2026-05-13
2023-09-01 | HBS5748 | Sungrow Power Supply Co Ltd SBR128 (x2) w/ Sungrow Power Supply Co Ltd SH10RS | 25.6 |  |  | Sungrow Power Supply Co Ltd | SBR128 | 2 | Sungrow Power Supply Co Ltd | SH10RS | Sungrow | 2026-05-13
2023-09-01 | HBS5749 | Sungrow Power Supply Co Ltd SBR128 (x2) w/ Sungrow Power Supply Co Ltd SH5.0RT | 25.6 |  |  | Sungrow Power Supply Co Ltd | SBR128 | 2 | Sungrow Power Supply Co Ltd | SH5.0RT | Sungrow | 2024-12-16
2023-09-01 | HBS5750 | Sungrow Power Supply Co Ltd SBR128 (x2) w/ Sungrow Power Supply Co Ltd SH10RT | 25.6 |  |  | Sungrow Power Supply Co Ltd | SBR128 | 2 | Sungrow Power Supply Co Ltd | SH10RT | Sungrow | 2026-04-24
2023-09-01 | HBS5751 | Sungrow Power Supply Co Ltd SBR128 (x3) w/ Sungrow Power Supply Co Ltd SH5.0RS | 38.4 |  |  | Sungrow Power Supply Co Ltd | SBR128 | 3 | Sungrow Power Supply Co Ltd | SH5.0RS | Sungrow | 2024-12-15
2023-09-01 | HBS5752 | Sungrow Power Supply Co Ltd SBR128 (x3) w/ Sungrow Power Supply Co Ltd SH6.0RS | 38.4 |  |  | Sungrow Power Supply Co Ltd | SBR128 | 3 | Sungrow Power Supply Co Ltd | SH6.0RS | Sungrow | 2024-12-15
2023-09-01 | HBS5753 | Sungrow Power Supply Co Ltd SBR128 (x3) w/ Sungrow Power Supply Co Ltd SH8.0RS | 38.4 |  |  | Sungrow Power Supply Co Ltd | SBR128 | 3 | Sungrow Power Supply Co Ltd | SH8.0RS | Sungrow | 2026-05-13
2023-09-01 | HBS5754 | Sungrow Power Supply Co Ltd SBR128 (x3) w/ Sungrow Power Supply Co Ltd SH10RS | 38.4 |  |  | Sungrow Power Supply Co Ltd | SBR128 | 3 | Sungrow Power Supply Co Ltd | SH10RS | Sungrow | 2026-05-13
2023-09-01 | HBS5755 | Sungrow Power Supply Co Ltd SBR128 (x3) w/ Sungrow Power Supply Co Ltd SH5.0RT | 38.4 |  |  | Sungrow Power Supply Co Ltd | SBR128 | 3 | Sungrow Power Supply Co Ltd | SH5.0RT | Sungrow | 2024-12-16
2023-09-01 | HBS5756 | Sungrow Power Supply Co Ltd SBR128 (x3) w/ Sungrow Power Supply Co Ltd SH10RT | 38.4 |  |  | Sungrow Power Supply Co Ltd | SBR128 | 3 | Sungrow Power Supply Co Ltd | SH10RT | Sungrow | 2026-04-24
2023-09-01 | HBS5757 | Sungrow Power Supply Co Ltd SBR128 (x4) w/ Sungrow Power Supply Co Ltd SH5.0RS | 51.2 |  |  | Sungrow Power Supply Co Ltd | SBR128 | 4 | Sungrow Power Supply Co Ltd | SH5.0RS | Sungrow | 2024-12-15
2023-09-01 | HBS5758 | Sungrow Power Supply Co Ltd SBR128 (x4) w/ Sungrow Power Supply Co Ltd SH6.0RS | 51.2 |  |  | Sungrow Power Supply Co Ltd | SBR128 | 4 | Sungrow Power Supply Co Ltd | SH6.0RS | Sungrow | 2024-12-15
2023-09-01 | HBS5759 | Sungrow Power Supply Co Ltd SBR128 (x4) w/ Sungrow Power Supply Co Ltd SH8.0RS | 51.2 |  |  | Sungrow Power Supply Co Ltd | SBR128 | 4 | Sungrow Power Supply Co Ltd | SH8.0RS | Sungrow | 2026-05-13
2023-09-01 | HBS5760 | Sungrow Power Supply Co Ltd SBR128 (x4) w/ Sungrow Power Supply Co Ltd SH10RS | 51.2 |  |  | Sungrow Power Supply Co Ltd | SBR128 | 4 | Sungrow Power Supply Co Ltd | SH10RS | Sungrow | 2026-05-13
2023-09-01 | HBS5761 | Sungrow Power Supply Co Ltd SBR128 (x4) w/ Sungrow Power Supply Co Ltd SH5.0RT | 51.2 |  |  | Sungrow Power Supply Co Ltd | SBR128 | 4 | Sungrow Power Supply Co Ltd | SH5.0RT | Sungrow | 2024-12-16
2023-09-01 | HBS5762 | Sungrow Power Supply Co Ltd SBR128 (x4) w/ Sungrow Power Supply Co Ltd SH10RT | 51.2 |  |  | Sungrow Power Supply Co Ltd | SBR128 | 4 | Sungrow Power Supply Co Ltd | SH10RT | Sungrow | 2026-04-24
2023-09-01 | HBS5763 | Sungrow Power Supply Co Ltd SBR160 (x1) w/ Sungrow Power Supply Co Ltd SH5.0RS | 16 |  |  | Sungrow Power Supply Co Ltd | SBR160 | 1 | Sungrow Power Supply Co Ltd | SH5.0RS | Sungrow | 2024-12-15
2023-09-01 | HBS5764 | Sungrow Power Supply Co Ltd SBR160 (x1) w/ Sungrow Power Supply Co Ltd SH6.0RS | 16 |  |  | Sungrow Power Supply Co Ltd | SBR160 | 1 | Sungrow Power Supply Co Ltd | SH6.0RS | Sungrow | 2024-12-15
2023-09-01 | HBS5765 | Sungrow Power Supply Co Ltd SBR160 (x1) w/ Sungrow Power Supply Co Ltd SH8.0RS | 16 |  |  | Sungrow Power Supply Co Ltd | SBR160 | 1 | Sungrow Power Supply Co Ltd | SH8.0RS | Sungrow | 2026-05-13
2023-09-01 | HBS5766 | Sungrow Power Supply Co Ltd SBR160 (x1) w/ Sungrow Power Supply Co Ltd SH10RS | 16 |  |  | Sungrow Power Supply Co Ltd | SBR160 | 1 | Sungrow Power Supply Co Ltd | SH10RS | Sungrow | 2026-05-13
2023-09-01 | HBS5767 | Sungrow Power Supply Co Ltd SBR160 (x1) w/ Sungrow Power Supply Co Ltd SH5.0RT | 16 |  |  | Sungrow Power Supply Co Ltd | SBR160 | 1 | Sungrow Power Supply Co Ltd | SH5.0RT | Sungrow | 2024-12-16
2023-09-01 | HBS5768 | Sungrow Power Supply Co Ltd SBR160 (x1) w/ Sungrow Power Supply Co Ltd SH10RT | 16 |  |  | Sungrow Power Supply Co Ltd | SBR160 | 1 | Sungrow Power Supply Co Ltd | SH10RT | Sungrow | 2026-04-24
2023-09-01 | HBS5769 | Sungrow Power Supply Co Ltd SBR160 (x2) w/ Sungrow Power Supply Co Ltd SH5.0RS | 32 |  |  | Sungrow Power Supply Co Ltd | SBR160 | 2 | Sungrow Power Supply Co Ltd | SH5.0RS | Sungrow | 2024-12-15
2023-09-01 | HBS5770 | Sungrow Power Supply Co Ltd SBR160 (x2) w/ Sungrow Power Supply Co Ltd SH6.0RS | 32 |  |  | Sungrow Power Supply Co Ltd | SBR160 | 2 | Sungrow Power Supply Co Ltd | SH6.0RS | Sungrow | 2024-12-15
2023-09-01 | HBS5771 | Sungrow Power Supply Co Ltd SBR160 (x2) w/ Sungrow Power Supply Co Ltd SH8.0RS | 32 |  |  | Sungrow Power Supply Co Ltd | SBR160 | 2 | Sungrow Power Supply Co Ltd | SH8.0RS | Sungrow | 2026-05-13
2023-09-01 | HBS5772 | Sungrow Power Supply Co Ltd SBR160 (x2) w/ Sungrow Power Supply Co Ltd SH10RS | 32 |  |  | Sungrow Power Supply Co Ltd | SBR160 | 2 | Sungrow Power Supply Co Ltd | SH10RS | Sungrow | 2026-05-13
2023-09-01 | HBS5773 | Sungrow Power Supply Co Ltd SBR160 (x2) w/ Sungrow Power Supply Co Ltd SH5.0RT | 32 |  |  | Sungrow Power Supply Co Ltd | SBR160 | 2 | Sungrow Power Supply Co Ltd | SH5.0RT | Sungrow | 2024-12-16
2023-09-01 | HBS5774 | Sungrow Power Supply Co Ltd SBR160 (x2) w/ Sungrow Power Supply Co Ltd SH10RT | 32 |  |  | Sungrow Power Supply Co Ltd | SBR160 | 2 | Sungrow Power Supply Co Ltd | SH10RT | Sungrow | 2026-04-24
2023-09-01 | HBS5775 | Sungrow Power Supply Co Ltd SBR160 (x3) w/ Sungrow Power Supply Co Ltd SH5.0RS | 48 |  |  | Sungrow Power Supply Co Ltd | SBR160 | 3 | Sungrow Power Supply Co Ltd | SH5.0RS | Sungrow | 2024-12-15
2023-09-01 | HBS5776 | Sungrow Power Supply Co Ltd SBR160 (x3) w/ Sungrow Power Supply Co Ltd SH6.0RS | 48 |  |  | Sungrow Power Supply Co Ltd | SBR160 | 3 | Sungrow Power Supply Co Ltd | SH6.0RS | Sungrow | 2024-12-15
2023-09-01 | HBS5777 | Sungrow Power Supply Co Ltd SBR160 (x3) w/ Sungrow Power Supply Co Ltd SH8.0RS | 48 |  |  | Sungrow Power Supply Co Ltd | SBR160 | 3 | Sungrow Power Supply Co Ltd | SH8.0RS | Sungrow | 2026-05-13
2023-09-01 | HBS5778 | Sungrow Power Supply Co Ltd SBR160 (x3) w/ Sungrow Power Supply Co Ltd SH10RS | 48 |  |  | Sungrow Power Supply Co Ltd | SBR160 | 3 | Sungrow Power Supply Co Ltd | SH10RS | Sungrow | 2026-05-13
2023-09-01 | HBS5779 | Sungrow Power Supply Co Ltd SBR160 (x3) w/ Sungrow Power Supply Co Ltd SH5.0RT | 48 |  |  | Sungrow Power Supply Co Ltd | SBR160 | 3 | Sungrow Power Supply Co Ltd | SH5.0RT | Sungrow | 2024-12-16
2023-09-01 | HBS5780 | Sungrow Power Supply Co Ltd SBR160 (x3) w/ Sungrow Power Supply Co Ltd SH10RT | 48 |  |  | Sungrow Power Supply Co Ltd | SBR160 | 3 | Sungrow Power Supply Co Ltd | SH10RT | Sungrow | 2026-04-24
2023-09-01 | HBS5781 | Sungrow Power Supply Co Ltd SBR160 (x4) w/ Sungrow Power Supply Co Ltd SH5.0RS | 64 |  |  | Sungrow Power Supply Co Ltd | SBR160 | 4 | Sungrow Power Supply Co Ltd | SH5.0RS | Sungrow | 2024-12-15
2023-09-01 | HBS5782 | Sungrow Power Supply Co Ltd SBR160 (x4) w/ Sungrow Power Supply Co Ltd SH6.0RS | 64 |  |  | Sungrow Power Supply Co Ltd | SBR160 | 4 | Sungrow Power Supply Co Ltd | SH6.0RS | Sungrow | 2024-12-15
2023-09-01 | HBS5783 | Sungrow Power Supply Co Ltd SBR160 (x4) w/ Sungrow Power Supply Co Ltd SH8.0RS | 64 |  |  | Sungrow Power Supply Co Ltd | SBR160 | 4 | Sungrow Power Supply Co Ltd | SH8.0RS | Sungrow | 2026-05-13
2023-09-01 | HBS5784 | Sungrow Power Supply Co Ltd SBR160 (x4) w/ Sungrow Power Supply Co Ltd SH10RS | 64 |  |  | Sungrow Power Supply Co Ltd | SBR160 | 4 | Sungrow Power Supply Co Ltd | SH10RS | Sungrow | 2026-05-13
2023-09-01 | HBS5785 | Sungrow Power Supply Co Ltd SBR160 (x4) w/ Sungrow Power Supply Co Ltd SH5.0RT | 64 |  |  | Sungrow Power Supply Co Ltd | SBR160 | 4 | Sungrow Power Supply Co Ltd | SH5.0RT | Sungrow | 2024-12-16
2023-09-01 | HBS5786 | Sungrow Power Supply Co Ltd SBR160 (x4) w/ Sungrow Power Supply Co Ltd SH10RT | 64 |  |  | Sungrow Power Supply Co Ltd | SBR160 | 4 | Sungrow Power Supply Co Ltd | SH10RT | Sungrow | 2026-04-24
2023-09-01 | HBS5787 | Sungrow Power Supply Co Ltd SBR192 (x1) w/ Sungrow Power Supply Co Ltd SH5.0RS | 19.2 |  |  | Sungrow Power Supply Co Ltd | SBR192 | 1 | Sungrow Power Supply Co Ltd | SH5.0RS | Sungrow | 2024-12-15
2023-09-01 | HBS5788 | Sungrow Power Supply Co Ltd SBR192 (x1) w/ Sungrow Power Supply Co Ltd SH6.0RS | 19.2 |  |  | Sungrow Power Supply Co Ltd | SBR192 | 1 | Sungrow Power Supply Co Ltd | SH6.0RS | Sungrow | 2024-12-15
2023-09-01 | HBS5789 | Sungrow Power Supply Co Ltd SBR192 (x1) w/ Sungrow Power Supply Co Ltd SH8.0RS | 19.2 |  |  | Sungrow Power Supply Co Ltd | SBR192 | 1 | Sungrow Power Supply Co Ltd | SH8.0RS | Sungrow | 2026-05-13
2023-09-01 | HBS5790 | Sungrow Power Supply Co Ltd SBR192 (x1) w/ Sungrow Power Supply Co Ltd SH10RS | 19.2 |  |  | Sungrow Power Supply Co Ltd | SBR192 | 1 | Sungrow Power Supply Co Ltd | SH10RS | Sungrow | 2026-05-13
2023-09-01 | HBS5791 | Sungrow Power Supply Co Ltd SBR192 (x1) w/ Sungrow Power Supply Co Ltd SH5.0RT | 19.2 |  |  | Sungrow Power Supply Co Ltd | SBR192 | 1 | Sungrow Power Supply Co Ltd | SH5.0RT | Sungrow | 2024-12-16
2023-09-01 | HBS5792 | Sungrow Power Supply Co Ltd SBR192 (x1) w/ Sungrow Power Supply Co Ltd SH10RT | 19.2 |  |  | Sungrow Power Supply Co Ltd | SBR192 | 1 | Sungrow Power Supply Co Ltd | SH10RT | Sungrow | 2026-04-24
2023-09-01 | HBS5793 | Sungrow Power Supply Co Ltd SBR192 (x2) w/ Sungrow Power Supply Co Ltd SH5.0RS | 38.4 |  |  | Sungrow Power Supply Co Ltd | SBR192 | 2 | Sungrow Power Supply Co Ltd | SH5.0RS | Sungrow | 2024-12-15
2023-09-01 | HBS5794 | Sungrow Power Supply Co Ltd SBR192 (x2) w/ Sungrow Power Supply Co Ltd SH6.0RS | 38.4 |  |  | Sungrow Power Supply Co Ltd | SBR192 | 2 | Sungrow Power Supply Co Ltd | SH6.0RS | Sungrow | 2024-12-15
2023-09-01 | HBS5795 | Sungrow Power Supply Co Ltd SBR192 (x2) w/ Sungrow Power Supply Co Ltd SH8.0RS | 38.4 |  |  | Sungrow Power Supply Co Ltd | SBR192 | 2 | Sungrow Power Supply Co Ltd | SH8.0RS | Sungrow | 2026-05-13
2023-09-01 | HBS5796 | Sungrow Power Supply Co Ltd SBR192 (x2) w/ Sungrow Power Supply Co Ltd SH10RS | 38.4 |  |  | Sungrow Power Supply Co Ltd | SBR192 | 2 | Sungrow Power Supply Co Ltd | SH10RS | Sungrow | 2026-05-13
2023-09-01 | HBS5797 | Sungrow Power Supply Co Ltd SBR192 (x2) w/ Sungrow Power Supply Co Ltd SH5.0RT | 38.4 |  |  | Sungrow Power Supply Co Ltd | SBR192 | 2 | Sungrow Power Supply Co Ltd | SH5.0RT | Sungrow | 2024-12-16
2023-09-01 | HBS5798 | Sungrow Power Supply Co Ltd SBR192 (x2) w/ Sungrow Power Supply Co Ltd SH10RT | 38.4 |  |  | Sungrow Power Supply Co Ltd | SBR192 | 2 | Sungrow Power Supply Co Ltd | SH10RT | Sungrow | 2026-04-24
2023-09-01 | HBS5799 | Sungrow Power Supply Co Ltd SBR192 (x3) w/ Sungrow Power Supply Co Ltd SH5.0RS | 57.6 |  |  | Sungrow Power Supply Co Ltd | SBR192 | 3 | Sungrow Power Supply Co Ltd | SH5.0RS | Sungrow | 2024-12-15
2023-09-01 | HBS5800 | Sungrow Power Supply Co Ltd SBR192 (x3) w/ Sungrow Power Supply Co Ltd SH6.0RS | 57.6 |  |  | Sungrow Power Supply Co Ltd | SBR192 | 3 | Sungrow Power Supply Co Ltd | SH6.0RS | Sungrow | 2024-12-15
2023-09-01 | HBS5801 | Sungrow Power Supply Co Ltd SBR192 (x3) w/ Sungrow Power Supply Co Ltd SH8.0RS | 57.6 |  |  | Sungrow Power Supply Co Ltd | SBR192 | 3 | Sungrow Power Supply Co Ltd | SH8.0RS | Sungrow | 2026-05-13
2023-09-01 | HBS5802 | Sungrow Power Supply Co Ltd SBR192 (x3) w/ Sungrow Power Supply Co Ltd SH10RS | 57.6 |  |  | Sungrow Power Supply Co Ltd | SBR192 | 3 | Sungrow Power Supply Co Ltd | SH10RS | Sungrow | 2026-05-13
2023-09-01 | HBS5803 | Sungrow Power Supply Co Ltd SBR192 (x3) w/ Sungrow Power Supply Co Ltd SH5.0RT | 57.6 |  |  | Sungrow Power Supply Co Ltd | SBR192 | 3 | Sungrow Power Supply Co Ltd | SH5.0RT | Sungrow | 2024-12-16
2023-09-01 | HBS5804 | Sungrow Power Supply Co Ltd SBR192 (x3) w/ Sungrow Power Supply Co Ltd SH10RT | 57.6 |  |  | Sungrow Power Supply Co Ltd | SBR192 | 3 | Sungrow Power Supply Co Ltd | SH10RT | Sungrow | 2026-04-24
2023-09-01 | HBS5805 | Sungrow Power Supply Co Ltd SBR192 (x4) w/ Sungrow Power Supply Co Ltd SH5.0RS | 76.8 |  |  | Sungrow Power Supply Co Ltd | SBR192 | 4 | Sungrow Power Supply Co Ltd | SH5.0RS | Sungrow | 2024-12-15
2023-09-01 | HBS5806 | Sungrow Power Supply Co Ltd SBR192 (x4) w/ Sungrow Power Supply Co Ltd SH6.0RS | 76.8 |  |  | Sungrow Power Supply Co Ltd | SBR192 | 4 | Sungrow Power Supply Co Ltd | SH6.0RS | Sungrow | 2024-12-15
2023-09-01 | HBS5807 | Sungrow Power Supply Co Ltd SBR192 (x4) w/ Sungrow Power Supply Co Ltd SH8.0RS | 76.8 |  |  | Sungrow Power Supply Co Ltd | SBR192 | 4 | Sungrow Power Supply Co Ltd | SH8.0RS | Sungrow | 2026-05-13
2023-09-01 | HBS5808 | Sungrow Power Supply Co Ltd SBR192 (x4) w/ Sungrow Power Supply Co Ltd SH10RS | 76.8 |  |  | Sungrow Power Supply Co Ltd | SBR192 | 4 | Sungrow Power Supply Co Ltd | SH10RS | Sungrow | 2026-05-13
2023-09-01 | HBS5809 | Sungrow Power Supply Co Ltd SBR192 (x4) w/ Sungrow Power Supply Co Ltd SH5.0RT | 76.8 |  |  | Sungrow Power Supply Co Ltd | SBR192 | 4 | Sungrow Power Supply Co Ltd | SH5.0RT | Sungrow | 2024-12-16
2023-09-01 | HBS5810 | Sungrow Power Supply Co Ltd SBR192 (x4) w/ Sungrow Power Supply Co Ltd SH10RT | 76.8 |  |  | Sungrow Power Supply Co Ltd | SBR192 | 4 | Sungrow Power Supply Co Ltd | SH10RT | Sungrow | 2026-04-24
2023-09-01 | HBS5811 | Sungrow Power Supply Co Ltd SBR224 (x1) w/ Sungrow Power Supply Co Ltd SH5.0RT | 22.4 |  |  | Sungrow Power Supply Co Ltd | SBR224 | 1 | Sungrow Power Supply Co Ltd | SH5.0RT | Sungrow | 2024-12-16
2023-09-01 | HBS5812 | Sungrow Power Supply Co Ltd SBR224 (x1) w/ Sungrow Power Supply Co Ltd SH10RT | 22.4 |  |  | Sungrow Power Supply Co Ltd | SBR224 | 1 | Sungrow Power Supply Co Ltd | SH10RT | Sungrow | 2026-04-24
2023-09-01 | HBS5813 | Sungrow Power Supply Co Ltd SBR224 (x2) w/ Sungrow Power Supply Co Ltd SH5.0RT | 44.8 |  |  | Sungrow Power Supply Co Ltd | SBR224 | 2 | Sungrow Power Supply Co Ltd | SH5.0RT | Sungrow | 2024-12-16
2023-09-01 | HBS5814 | Sungrow Power Supply Co Ltd SBR224 (x2) w/ Sungrow Power Supply Co Ltd SH10RT | 44.8 |  |  | Sungrow Power Supply Co Ltd | SBR224 | 2 | Sungrow Power Supply Co Ltd | SH10RT | Sungrow | 2026-04-24
2023-09-01 | HBS5815 | Sungrow Power Supply Co Ltd SBR224 (x3) w/ Sungrow Power Supply Co Ltd SH5.0RT | 67.2 |  |  | Sungrow Power Supply Co Ltd | SBR224 | 3 | Sungrow Power Supply Co Ltd | SH5.0RT | Sungrow | 2024-12-16
2023-09-01 | HBS5816 | Sungrow Power Supply Co Ltd SBR224 (x3) w/ Sungrow Power Supply Co Ltd SH10RT | 67.2 |  |  | Sungrow Power Supply Co Ltd | SBR224 | 3 | Sungrow Power Supply Co Ltd | SH10RT | Sungrow | 2026-04-24
2023-09-01 | HBS5817 | Sungrow Power Supply Co Ltd SBR224 (x4) w/ Sungrow Power Supply Co Ltd SH5.0RT | 89.6 |  |  | Sungrow Power Supply Co Ltd | SBR224 | 4 | Sungrow Power Supply Co Ltd | SH5.0RT | Sungrow | 2024-12-16
2023-09-01 | HBS5818 | Sungrow Power Supply Co Ltd SBR224 (x4) w/ Sungrow Power Supply Co Ltd SH10RT | 89.6 |  |  | Sungrow Power Supply Co Ltd | SBR224 | 4 | Sungrow Power Supply Co Ltd | SH10RT | Sungrow | 2026-04-24
2023-09-01 | HBS5819 | Sungrow Power Supply Co Ltd SBR256 (x1) w/ Sungrow Power Supply Co Ltd SH5.0RT | 25.6 |  |  | Sungrow Power Supply Co Ltd | SBR256 | 1 | Sungrow Power Supply Co Ltd | SH5.0RT | Sungrow | 2024-12-16
2023-09-01 | HBS5820 | Sungrow Power Supply Co Ltd SBR256 (x1) w/ Sungrow Power Supply Co Ltd SH10RT | 25.6 |  |  | Sungrow Power Supply Co Ltd | SBR256 | 1 | Sungrow Power Supply Co Ltd | SH10RT | Sungrow | 2026-04-24
2023-09-01 | HBS5821 | Sungrow Power Supply Co Ltd SBR256 (x2) w/ Sungrow Power Supply Co Ltd SH5.0RT | 51.2 |  |  | Sungrow Power Supply Co Ltd | SBR256 | 2 | Sungrow Power Supply Co Ltd | SH5.0RT | Sungrow | 2024-12-16
2023-09-01 | HBS5822 | Sungrow Power Supply Co Ltd SBR256 (x2) w/ Sungrow Power Supply Co Ltd SH10RT | 51.2 |  |  | Sungrow Power Supply Co Ltd | SBR256 | 2 | Sungrow Power Supply Co Ltd | SH10RT | Sungrow | 2026-04-24
2023-09-01 | HBS5823 | Sungrow Power Supply Co Ltd SBR256 (x3) w/ Sungrow Power Supply Co Ltd SH5.0RT | 76.8 |  |  | Sungrow Power Supply Co Ltd | SBR256 | 3 | Sungrow Power Supply Co Ltd | SH5.0RT | Sungrow | 2024-12-16
2023-09-01 | HBS5824 | Sungrow Power Supply Co Ltd SBR256 (x3) w/ Sungrow Power Supply Co Ltd SH10RT | 76.8 |  |  | Sungrow Power Supply Co Ltd | SBR256 | 3 | Sungrow Power Supply Co Ltd | SH10RT | Sungrow | 2026-04-24
2023-09-01 | HBS5825 | Sungrow Power Supply Co Ltd SBR256 (x4) w/ Sungrow Power Supply Co Ltd SH5.0RT | 102.4 |  |  | Sungrow Power Supply Co Ltd | SBR256 | 4 | Sungrow Power Supply Co Ltd | SH5.0RT | Sungrow | 2024-12-16
2023-09-01 | HBS5826 | Sungrow Power Supply Co Ltd SBR256 (x4) w/ Sungrow Power Supply Co Ltd SH10RT | 102.4 |  |  | Sungrow Power Supply Co Ltd | SBR256 | 4 | Sungrow Power Supply Co Ltd | SH10RT | Sungrow | 2026-04-24
2023-09-08 | HBS8527 | Maxeon Solar Technologies Ltd. RESERVE-BAT1-DC-10.1P-INT(x1) w/ Maxeon Solar Technologies Ltd. RESERVE-INV-1-P5-L1-INT | 9.6 |  |  | Maxeon Solar Technologies Ltd. | RESERVE-BAT1-DC-10.1P-INT | 1 | Maxeon Solar Technologies Ltd. | RESERVE-INV-1-P5-L1-INT | Maxeon | 2026-05-10
2023-09-08 | HBS8528 | Maxeon Solar Technologies Ltd. RESERVE-BAT1-DC-10.1P-INT(x2) w/ Maxeon Solar Technologies Ltd. RESERVE-INV-1-P5-L1-INT | 19.2 |  |  | Maxeon Solar Technologies Ltd. | RESERVE-BAT1-DC-10.1P-INT | 2 | Maxeon Solar Technologies Ltd. | RESERVE-INV-1-P5-L1-INT | Maxeon | 2026-05-10
2023-09-08 | HBS8529 | Maxeon Solar Technologies Ltd. RESERVE-BAT1-DC-10.1P-INT(x3) w/ Maxeon Solar Technologies Ltd. RESERVE-INV-1-P5-L1-INT | 28.8 |  |  | Maxeon Solar Technologies Ltd. | RESERVE-BAT1-DC-10.1P-INT | 3 | Maxeon Solar Technologies Ltd. | RESERVE-INV-1-P5-L1-INT | Maxeon | 2026-05-10
2023-09-08 | HBS8530 | Maxeon Solar Technologies Ltd. RESERVE-BAT1-DC-10.1P-INT(x4) w/ Maxeon Solar Technologies Ltd. RESERVE-INV-1-P5-L1-INT | 38.4 |  |  | Maxeon Solar Technologies Ltd. | RESERVE-BAT1-DC-10.1P-INT | 4 | Maxeon Solar Technologies Ltd. | RESERVE-INV-1-P5-L1-INT | Maxeon | 2026-05-10
2023-09-08 | HBS8531 | Maxeon Solar Technologies Ltd. RESERVE-BAT1-DC-10.1P-INT(x5) w/ Maxeon Solar Technologies Ltd. RESERVE-INV-1-P5-L1-INT | 48 |  |  | Maxeon Solar Technologies Ltd. | RESERVE-BAT1-DC-10.1P-INT | 5 | Maxeon Solar Technologies Ltd. | RESERVE-INV-1-P5-L1-INT | Maxeon | 2026-05-10
2023-09-08 | HBS8532 | Maxeon Solar Technologies Ltd. RESERVE-BAT1-DC-10.1P-INT(x6) w/ Maxeon Solar Technologies Ltd. RESERVE-INV-1-P5-L1-INT | 57.6 |  |  | Maxeon Solar Technologies Ltd. | RESERVE-BAT1-DC-10.1P-INT | 6 | Maxeon Solar Technologies Ltd. | RESERVE-INV-1-P5-L1-INT | Maxeon | 2026-05-10
2023-09-08 | HBS8534 | Shenzhen BYD Electronics Co Ltd HVS 7.7 (x1) w/ Fronius Australia Pty Ltd Primo GEN24 Plus 8.0 Fronius Australia Pty Ltd Fronius Smart Meter 63A-1 / 63A-3 | 7.68 |  |  | Shenzhen BYD Electronics Co Ltd | HVS 7.7 | 1 | Fronius Australia Pty Ltd | Primo GEN24 Plus 8.0 | BYD | 2026-05-19
2023-09-08 | HBS8535 | Shenzhen BYD Electronics Co Ltd HVM 11.0 (x1) w/ Fronius Australia Pty Ltd Primo GEN24 Plus 8.0 Fronius Australia Pty Ltd Fronius Smart Meter 63A-1 / 63A-3 | 11.04 |  |  | Shenzhen BYD Electronics Co Ltd | HVM 11.0 | 1 | Fronius Australia Pty Ltd | Primo GEN24 Plus 8.0 | BYD | 2026-05-19
2023-09-08 | HBS8536 | Shenzhen BYD Electronics Co Ltd HVM 13.8 (x1) w/ Fronius Australia Pty Ltd Primo GEN24 Plus 8.0 Fronius Australia Pty Ltd Fronius Smart Meter 63A-1 / 63A-3 | 13.8 |  |  | Shenzhen BYD Electronics Co Ltd | HVM 13.8 | 1 | Fronius Australia Pty Ltd | Primo GEN24 Plus 8.0 | BYD | 2026-05-19
2023-09-08 | HBS8537 | Shenzhen BYD Electronics Co Ltd HVM 16.6 (x1) w/ Fronius Australia Pty Ltd Primo GEN24 Plus 8.0 Fronius Australia Pty Ltd Fronius Smart Meter 63A-1 / 63A-3 | 16.56 |  |  | Shenzhen BYD Electronics Co Ltd | HVM 16.6 | 1 | Fronius Australia Pty Ltd | Primo GEN24 Plus 8.0 | BYD | 2026-05-19
2023-09-08 | HBS8538 | Shenzhen BYD Electronics Co Ltd HVM 19.3 (x1) w/ Fronius Australia Pty Ltd Primo GEN24 Plus 8.0 Fronius Australia Pty Ltd Fronius Smart Meter 63A-1 / 63A-3 | 19.32 |  |  | Shenzhen BYD Electronics Co Ltd | HVM 19.3 | 1 | Fronius Australia Pty Ltd | Primo GEN24 Plus 8.0 | BYD | 2026-05-19
2023-09-08 | HBS8540 | Shenzhen BYD Electronics Co Ltd HVS 7.7 (x1) w/ Fronius Australia Pty Ltd Primo GEN24 Plus 10.0 Fronius Australia Pty Ltd Fronius Smart Meter 63A-1 / 63A-3 | 7.68 |  |  | Shenzhen BYD Electronics Co Ltd | HVS 7.7 | 1 | Fronius Australia Pty Ltd | Primo GEN24 Plus 10.0 | BYD | 2026-05-19
2023-09-08 | HBS8541 | Shenzhen BYD Electronics Co Ltd HVM 11.0 (x1) w/ Fronius Australia Pty Ltd Primo GEN24 Plus 10.0 Fronius Australia Pty Ltd Fronius Smart Meter 63A-1 / 63A-3 | 11.04 |  |  | Shenzhen BYD Electronics Co Ltd | HVM 11.0 | 1 | Fronius Australia Pty Ltd | Primo GEN24 Plus 10.0 | BYD | 2026-05-19
2023-09-08 | HBS8542 | Shenzhen BYD Electronics Co Ltd HVM 13.8 (x1) w/ Fronius Australia Pty Ltd Primo GEN24 Plus 10.0 Fronius Australia Pty Ltd Fronius Smart Meter 63A-1 / 63A-3 | 13.8 |  |  | Shenzhen BYD Electronics Co Ltd | HVM 13.8 | 1 | Fronius Australia Pty Ltd | Primo GEN24 Plus 10.0 | BYD | 2026-05-19
2023-09-08 | HBS8543 | Shenzhen BYD Electronics Co Ltd HVM 16.6 (x1) w/ Fronius Australia Pty Ltd Primo GEN24 Plus 10.0 Fronius Australia Pty Ltd Fronius Smart Meter 63A-1 / 63A-3 | 16.56 |  |  | Shenzhen BYD Electronics Co Ltd | HVM 16.6 | 1 | Fronius Australia Pty Ltd | Primo GEN24 Plus 10.0 | BYD | 2026-05-19
2023-09-08 | HBS8544 | Shenzhen BYD Electronics Co Ltd HVM 19.3 (x1) w/ Fronius Australia Pty Ltd Primo GEN24 Plus 10.0 Fronius Australia Pty Ltd Fronius Smart Meter 63A-1 / 63A-3 | 19.32 |  |  | Shenzhen BYD Electronics Co Ltd | HVM 19.3 | 1 | Fronius Australia Pty Ltd | Primo GEN24 Plus 10.0 | BYD | 2026-05-19
2023-09-08 | HBS8545 | Shenzhen BYD Electronics Co Ltd HVS 5.1 (x2) w/ Fronius Australia Pty Ltd Primo GEN24 Plus 8.0 Fronius Australia Pty Ltd Fronius Smart Meter 63A-1 / 63A-3 | 10.24 |  |  | Shenzhen BYD Electronics Co Ltd | HVS 5.1 | 2 | Fronius Australia Pty Ltd | Primo GEN24 Plus 8.0 | BYD | 2026-05-19
2023-09-08 | HBS8546 | Shenzhen BYD Electronics Co Ltd HVS 7.7 (x2) w/ Fronius Australia Pty Ltd Primo GEN24 Plus 8.0 Fronius Australia Pty Ltd Fronius Smart Meter 63A-1 / 63A-3 | 15.36 |  |  | Shenzhen BYD Electronics Co Ltd | HVS 7.7 | 2 | Fronius Australia Pty Ltd | Primo GEN24 Plus 8.0 | BYD | 2026-05-19
2023-09-08 | HBS8547 | Shenzhen BYD Electronics Co Ltd HVM 11.0 (x2) w/ Fronius Australia Pty Ltd Primo GEN24 Plus 8.0 Fronius Australia Pty Ltd Fronius Smart Meter 63A-1 / 63A-3 | 22.08 |  |  | Shenzhen BYD Electronics Co Ltd | HVM 11.0 | 2 | Fronius Australia Pty Ltd | Primo GEN24 Plus 8.0 | BYD | 2026-05-19
2023-09-08 | HBS8548 | Shenzhen BYD Electronics Co Ltd HVM 13.8 (x2) w/ Fronius Australia Pty Ltd Primo GEN24 Plus 8.0 Fronius Australia Pty Ltd Fronius Smart Meter 63A-1 / 63A-3 | 27.6 |  |  | Shenzhen BYD Electronics Co Ltd | HVM 13.8 | 2 | Fronius Australia Pty Ltd | Primo GEN24 Plus 8.0 | BYD | 2026-05-19
2023-09-08 | HBS8549 | Shenzhen BYD Electronics Co Ltd HVM 16.6 (x2) w/ Fronius Australia Pty Ltd Primo GEN24 Plus 8.0 Fronius Australia Pty Ltd Fronius Smart Meter 63A-1 / 63A-3 | 33.12 |  |  | Shenzhen BYD Electronics Co Ltd | HVM 16.6 | 2 | Fronius Australia Pty Ltd | Primo GEN24 Plus 8.0 | BYD | 2026-05-19
2023-09-08 | HBS8550 | Shenzhen BYD Electronics Co Ltd HVM 19.3 (x2) w/ Fronius Australia Pty Ltd Primo GEN24 Plus 8.0 Fronius Australia Pty Ltd Fronius Smart Meter 63A-1 / 63A-3 | 38.64 |  |  | Shenzhen BYD Electronics Co Ltd | HVM 19.3 | 2 | Fronius Australia Pty Ltd | Primo GEN24 Plus 8.0 | BYD | 2026-05-19
2023-09-08 | HBS8551 | Shenzhen BYD Electronics Co Ltd HVS 5.1 (x2) w/ Fronius Australia Pty Ltd Primo GEN24 Plus 10.0 Fronius Australia Pty Ltd Fronius Smart Meter 63A-1 / 63A-3 | 10.24 |  |  | Shenzhen BYD Electronics Co Ltd | HVS 5.1 | 2 | Fronius Australia Pty Ltd | Primo GEN24 Plus 10.0 | BYD | 2026-05-19
2023-09-08 | HBS8552 | Shenzhen BYD Electronics Co Ltd HVS 7.7 (x2) w/ Fronius Australia Pty Ltd Primo GEN24 Plus 10.0 Fronius Australia Pty Ltd Fronius Smart Meter 63A-1 / 63A-3 | 15.36 |  |  | Shenzhen BYD Electronics Co Ltd | HVS 7.7 | 2 | Fronius Australia Pty Ltd | Primo GEN24 Plus 10.0 | BYD | 2026-05-19
2023-09-08 | HBS8553 | Shenzhen BYD Electronics Co Ltd HVM 11.0 (x2) w/ Fronius Australia Pty Ltd Primo GEN24 Plus 10.0 Fronius Australia Pty Ltd Fronius Smart Meter 63A-1 / 63A-3 | 22.08 |  |  | Shenzhen BYD Electronics Co Ltd | HVM 11.0 | 2 | Fronius Australia Pty Ltd | Primo GEN24 Plus 10.0 | BYD | 2026-05-19
2023-09-08 | HBS8554 | Shenzhen BYD Electronics Co Ltd HVM 13.8 (x2) w/ Fronius Australia Pty Ltd Primo GEN24 Plus 10.0 Fronius Australia Pty Ltd Fronius Smart Meter 63A-1 / 63A-3 | 27.6 |  |  | Shenzhen BYD Electronics Co Ltd | HVM 13.8 | 2 | Fronius Australia Pty Ltd | Primo GEN24 Plus 10.0 | BYD | 2026-05-19
2023-09-08 | HBS8555 | Shenzhen BYD Electronics Co Ltd HVM 16.6 (x2) w/ Fronius Australia Pty Ltd Primo GEN24 Plus 10.0 Fronius Australia Pty Ltd Fronius Smart Meter 63A-1 / 63A-3 | 33.12 |  |  | Shenzhen BYD Electronics Co Ltd | HVM 16.6 | 2 | Fronius Australia Pty Ltd | Primo GEN24 Plus 10.0 | BYD | 2026-05-19
2023-09-08 | HBS8556 | Shenzhen BYD Electronics Co Ltd HVM 19.3 (x2) w/ Fronius Australia Pty Ltd Primo GEN24 Plus 10.0 Fronius Australia Pty Ltd Fronius Smart Meter 63A-1 / 63A-3 | 38.64 |  |  | Shenzhen BYD Electronics Co Ltd | HVM 19.3 | 2 | Fronius Australia Pty Ltd | Primo GEN24 Plus 10.0 | BYD | 2026-05-19
2023-09-08 | HBS8557 | Shenzhen BYD Electronics Co Ltd HVS 5.1 (x3) w/ Fronius Australia Pty Ltd Primo GEN24 Plus 8.0 Fronius Australia Pty Ltd Fronius Smart Meter 63A-1 / 63A-3 | 15.36 |  |  | Shenzhen BYD Electronics Co Ltd | HVS 5.1 | 3 | Fronius Australia Pty Ltd | Primo GEN24 Plus 8.0 | BYD | 2026-05-19
2023-09-08 | HBS8558 | Shenzhen BYD Electronics Co Ltd HVS 7.7 (x3) w/ Fronius Australia Pty Ltd Primo GEN24 Plus 8.0 Fronius Australia Pty Ltd Fronius Smart Meter 63A-1 / 63A-3 | 23.04 |  |  | Shenzhen BYD Electronics Co Ltd | HVS 7.7 | 3 | Fronius Australia Pty Ltd | Primo GEN24 Plus 8.0 | BYD | 2026-05-19
2023-09-08 | HBS8559 | Shenzhen BYD Electronics Co Ltd HVM 11.0 (x3) w/ Fronius Australia Pty Ltd Primo GEN24 Plus 8.0 Fronius Australia Pty Ltd Fronius Smart Meter 63A-1 / 63A-3 | 33.12 |  |  | Shenzhen BYD Electronics Co Ltd | HVM 11.0 | 3 | Fronius Australia Pty Ltd | Primo GEN24 Plus 8.0 | BYD | 2026-05-19
2023-09-08 | HBS8560 | Shenzhen BYD Electronics Co Ltd HVM 13.8 (x3) w/ Fronius Australia Pty Ltd Primo GEN24 Plus 8.0 Fronius Australia Pty Ltd Fronius Smart Meter 63A-1 / 63A-3 | 41.4 |  |  | Shenzhen BYD Electronics Co Ltd | HVM 13.8 | 3 | Fronius Australia Pty Ltd | Primo GEN24 Plus 8.0 | BYD | 2026-05-19
2023-09-08 | HBS8561 | Shenzhen BYD Electronics Co Ltd HVM 16.6 (x3) w/ Fronius Australia Pty Ltd Primo GEN24 Plus 8.0 Fronius Australia Pty Ltd Fronius Smart Meter 63A-1 / 63A-3 | 49.68 |  |  | Shenzhen BYD Electronics Co Ltd | HVM 16.6 | 3 | Fronius Australia Pty Ltd | Primo GEN24 Plus 8.0 | BYD | 2026-05-19
2023-09-08 | HBS8562 | Shenzhen BYD Electronics Co Ltd HVM 19.3 (x3) w/ Fronius Australia Pty Ltd Primo GEN24 Plus 8.0 Fronius Australia Pty Ltd Fronius Smart Meter 63A-1 / 63A-3 | 57.96 |  |  | Shenzhen BYD Electronics Co Ltd | HVM 19.3 | 3 | Fronius Australia Pty Ltd | Primo GEN24 Plus 8.0 | BYD | 2026-05-19
2023-09-08 | HBS8563 | Shenzhen BYD Electronics Co Ltd HVS 5.1 (x3) w/ Fronius Australia Pty Ltd Primo GEN24 Plus 10.0 Fronius Australia Pty Ltd Fronius Smart Meter 63A-1 / 63A-3 | 15.36 |  |  | Shenzhen BYD Electronics Co Ltd | HVS 5.1 | 3 | Fronius Australia Pty Ltd | Primo GEN24 Plus 10.0 | BYD | 2026-05-19
2023-09-08 | HBS8564 | Shenzhen BYD Electronics Co Ltd HVS 7.7 (x3) w/ Fronius Australia Pty Ltd Primo GEN24 Plus 10.0 Fronius Australia Pty Ltd Fronius Smart Meter 63A-1 / 63A-3 | 23.04 |  |  | Shenzhen BYD Electronics Co Ltd | HVS 7.7 | 3 | Fronius Australia Pty Ltd | Primo GEN24 Plus 10.0 | BYD | 2026-05-19
2023-09-08 | HBS8565 | Shenzhen BYD Electronics Co Ltd HVM 11.0 (x3) w/ Fronius Australia Pty Ltd Primo GEN24 Plus 10.0 Fronius Australia Pty Ltd Fronius Smart Meter 63A-1 / 63A-3 | 33.12 |  |  | Shenzhen BYD Electronics Co Ltd | HVM 11.0 | 3 | Fronius Australia Pty Ltd | Primo GEN24 Plus 10.0 | BYD | 2026-05-19
2023-09-08 | HBS8566 | Shenzhen BYD Electronics Co Ltd HVM 13.8 (x3) w/ Fronius Australia Pty Ltd Primo GEN24 Plus 10.0 Fronius Australia Pty Ltd Fronius Smart Meter 63A-1 / 63A-3 | 41.4 |  |  | Shenzhen BYD Electronics Co Ltd | HVM 13.8 | 3 | Fronius Australia Pty Ltd | Primo GEN24 Plus 10.0 | BYD | 2026-05-19
2023-09-08 | HBS8567 | Shenzhen BYD Electronics Co Ltd HVM 16.6 (x3) w/ Fronius Australia Pty Ltd Primo GEN24 Plus 10.0 Fronius Australia Pty Ltd Fronius Smart Meter 63A-1 / 63A-3 | 49.68 |  |  | Shenzhen BYD Electronics Co Ltd | HVM 16.6 | 3 | Fronius Australia Pty Ltd | Primo GEN24 Plus 10.0 | BYD | 2026-05-19
2023-09-08 | HBS8568 | Shenzhen BYD Electronics Co Ltd HVM 19.3 (x3) w/ Fronius Australia Pty Ltd Primo GEN24 Plus 10.0 Fronius Australia Pty Ltd Fronius Smart Meter 63A-1 / 63A-3 | 57.96 |  |  | Shenzhen BYD Electronics Co Ltd | HVM 19.3 | 3 | Fronius Australia Pty Ltd | Primo GEN24 Plus 10.0 | BYD | 2026-05-19
2023-09-08 | HBS8570 | Shenzhen BYD Electronics Co Ltd HVS 7.7 (x1) w/ Fronius Australia Pty Ltd Primo GEN24 Plus 8.0 Fronius Australia Pty Ltd Fronius Smart Meter WR 100-600V-3 | 7.68 |  |  | Shenzhen BYD Electronics Co Ltd | HVS 7.7 | 1 | Fronius Australia Pty Ltd | Primo GEN24 Plus 8.0 | BYD | 2026-05-19
2023-09-08 | HBS8571 | Shenzhen BYD Electronics Co Ltd HVM 11.0 (x1) w/ Fronius Australia Pty Ltd Primo GEN24 Plus 8.0 Fronius Australia Pty Ltd Fronius Smart Meter WR 100-600V-3 | 11.04 |  |  | Shenzhen BYD Electronics Co Ltd | HVM 11.0 | 1 | Fronius Australia Pty Ltd | Primo GEN24 Plus 8.0 | BYD | 2026-05-19
2023-09-08 | HBS8572 | Shenzhen BYD Electronics Co Ltd HVM 13.8 (x1) w/ Fronius Australia Pty Ltd Primo GEN24 Plus 8.0 Fronius Australia Pty Ltd Fronius Smart Meter WR 100-600V-3 | 13.8 |  |  | Shenzhen BYD Electronics Co Ltd | HVM 13.8 | 1 | Fronius Australia Pty Ltd | Primo GEN24 Plus 8.0 | BYD | 2026-05-19
2023-09-08 | HBS8573 | Shenzhen BYD Electronics Co Ltd HVM 16.6 (x1) w/ Fronius Australia Pty Ltd Primo GEN24 Plus 8.0 Fronius Australia Pty Ltd Fronius Smart Meter WR 100-600V-3 | 16.56 |  |  | Shenzhen BYD Electronics Co Ltd | HVM 16.6 | 1 | Fronius Australia Pty Ltd | Primo GEN24 Plus 8.0 | BYD | 2026-05-19
2023-09-08 | HBS8574 | Shenzhen BYD Electronics Co Ltd HVM 19.3 (x1) w/ Fronius Australia Pty Ltd Primo GEN24 Plus 8.0 Fronius Australia Pty Ltd Fronius Smart Meter WR 100-600V-3 | 19.32 |  |  | Shenzhen BYD Electronics Co Ltd | HVM 19.3 | 1 | Fronius Australia Pty Ltd | Primo GEN24 Plus 8.0 | BYD | 2026-05-19
2023-09-08 | HBS8576 | Shenzhen BYD Electronics Co Ltd HVS 7.7 (x1) w/ Fronius Australia Pty Ltd Primo GEN24 Plus 10.0 Fronius Australia Pty Ltd Fronius Smart Meter WR 100-600V-3 | 7.68 |  |  | Shenzhen BYD Electronics Co Ltd | HVS 7.7 | 1 | Fronius Australia Pty Ltd | Primo GEN24 Plus 10.0 | BYD | 2026-05-19
2023-09-08 | HBS8577 | Shenzhen BYD Electronics Co Ltd HVM 11.0 (x1) w/ Fronius Australia Pty Ltd Primo GEN24 Plus 10.0 Fronius Australia Pty Ltd Fronius Smart Meter WR 100-600V-3 | 11.04 |  |  | Shenzhen BYD Electronics Co Ltd | HVM 11.0 | 1 | Fronius Australia Pty Ltd | Primo GEN24 Plus 10.0 | BYD | 2026-05-19
2023-09-08 | HBS8578 | Shenzhen BYD Electronics Co Ltd HVM 13.8 (x1) w/ Fronius Australia Pty Ltd Primo GEN24 Plus 10.0 Fronius Australia Pty Ltd Fronius Smart Meter WR 100-600V-3 | 13.8 |  |  | Shenzhen BYD Electronics Co Ltd | HVM 13.8 | 1 | Fronius Australia Pty Ltd | Primo GEN24 Plus 10.0 | BYD | 2026-05-19
2023-09-08 | HBS8579 | Shenzhen BYD Electronics Co Ltd HVM 16.6 (x1) w/ Fronius Australia Pty Ltd Primo GEN24 Plus 10.0 Fronius Australia Pty Ltd Fronius Smart Meter WR 100-600V-3 | 16.56 |  |  | Shenzhen BYD Electronics Co Ltd | HVM 16.6 | 1 | Fronius Australia Pty Ltd | Primo GEN24 Plus 10.0 | BYD | 2026-05-19
2023-09-08 | HBS8580 | Shenzhen BYD Electronics Co Ltd HVM 19.3 (x1) w/ Fronius Australia Pty Ltd Primo GEN24 Plus 10.0 Fronius Australia Pty Ltd Fronius Smart Meter WR 100-600V-3 | 19.32 |  |  | Shenzhen BYD Electronics Co Ltd | HVM 19.3 | 1 | Fronius Australia Pty Ltd | Primo GEN24 Plus 10.0 | BYD | 2026-05-19
2023-09-08 | HBS8581 | Shenzhen BYD Electronics Co Ltd HVS 5.1 (x2) w/ Fronius Australia Pty Ltd Primo GEN24 Plus 8.0 Fronius Australia Pty Ltd Fronius Smart Meter WR 100-600V-3 | 10.24 |  |  | Shenzhen BYD Electronics Co Ltd | HVS 5.1 | 2 | Fronius Australia Pty Ltd | Primo GEN24 Plus 8.0 | BYD | 2026-05-19
2023-09-08 | HBS8582 | Shenzhen BYD Electronics Co Ltd HVS 7.7 (x2) w/ Fronius Australia Pty Ltd Primo GEN24 Plus 8.0 Fronius Australia Pty Ltd Fronius Smart Meter WR 100-600V-3 | 15.36 |  |  | Shenzhen BYD Electronics Co Ltd | HVS 7.7 | 2 | Fronius Australia Pty Ltd | Primo GEN24 Plus 8.0 | BYD | 2026-05-19
2023-09-08 | HBS8583 | Shenzhen BYD Electronics Co Ltd HVM 11.0 (x2) w/ Fronius Australia Pty Ltd Primo GEN24 Plus 8.0 Fronius Australia Pty Ltd Fronius Smart Meter WR 100-600V-3 | 22.08 |  |  | Shenzhen BYD Electronics Co Ltd | HVM 11.0 | 2 | Fronius Australia Pty Ltd | Primo GEN24 Plus 8.0 | BYD | 2026-05-19
2023-09-08 | HBS8584 | Shenzhen BYD Electronics Co Ltd HVM 13.8 (x2) w/ Fronius Australia Pty Ltd Primo GEN24 Plus 8.0 Fronius Australia Pty Ltd Fronius Smart Meter WR 100-600V-3 | 27.6 |  |  | Shenzhen BYD Electronics Co Ltd | HVM 13.8 | 2 | Fronius Australia Pty Ltd | Primo GEN24 Plus 8.0 | BYD | 2026-05-19
2023-09-08 | HBS8585 | Shenzhen BYD Electronics Co Ltd HVM 16.6 (x2) w/ Fronius Australia Pty Ltd Primo GEN24 Plus 8.0 Fronius Australia Pty Ltd Fronius Smart Meter WR 100-600V-3 | 33.12 |  |  | Shenzhen BYD Electronics Co Ltd | HVM 16.6 | 2 | Fronius Australia Pty Ltd | Primo GEN24 Plus 8.0 | BYD | 2026-05-19
2023-09-08 | HBS8586 | Shenzhen BYD Electronics Co Ltd HVM 19.3 (x2) w/ Fronius Australia Pty Ltd Primo GEN24 Plus 8.0 Fronius Australia Pty Ltd Fronius Smart Meter WR 100-600V-3 | 38.64 |  |  | Shenzhen BYD Electronics Co Ltd | HVM 19.3 | 2 | Fronius Australia Pty Ltd | Primo GEN24 Plus 8.0 | BYD | 2026-05-19
2023-09-08 | HBS8587 | Shenzhen BYD Electronics Co Ltd HVS 5.1 (x2) w/ Fronius Australia Pty Ltd Primo GEN24 Plus 10.0 Fronius Australia Pty Ltd Fronius Smart Meter WR 100-600V-3 | 10.24 |  |  | Shenzhen BYD Electronics Co Ltd | HVS 5.1 | 2 | Fronius Australia Pty Ltd | Primo GEN24 Plus 10.0 | BYD | 2026-05-19
2023-09-08 | HBS8588 | Shenzhen BYD Electronics Co Ltd HVS 7.7 (x2) w/ Fronius Australia Pty Ltd Primo GEN24 Plus 10.0 Fronius Australia Pty Ltd Fronius Smart Meter WR 100-600V-3 | 15.36 |  |  | Shenzhen BYD Electronics Co Ltd | HVS 7.7 | 2 | Fronius Australia Pty Ltd | Primo GEN24 Plus 10.0 | BYD | 2026-05-19
2023-09-08 | HBS8589 | Shenzhen BYD Electronics Co Ltd HVM 11.0 (x2) w/ Fronius Australia Pty Ltd Primo GEN24 Plus 10.0 Fronius Australia Pty Ltd Fronius Smart Meter WR 100-600V-3 | 22.08 |  |  | Shenzhen BYD Electronics Co Ltd | HVM 11.0 | 2 | Fronius Australia Pty Ltd | Primo GEN24 Plus 10.0 | BYD | 2026-05-19
2023-09-08 | HBS8590 | Shenzhen BYD Electronics Co Ltd HVM 13.8 (x2) w/ Fronius Australia Pty Ltd Primo GEN24 Plus 10.0 Fronius Australia Pty Ltd Fronius Smart Meter WR 100-600V-3 | 27.6 |  |  | Shenzhen BYD Electronics Co Ltd | HVM 13.8 | 2 | Fronius Australia Pty Ltd | Primo GEN24 Plus 10.0 | BYD | 2026-05-19
2023-09-08 | HBS8591 | Shenzhen BYD Electronics Co Ltd HVM 16.6 (x2) w/ Fronius Australia Pty Ltd Primo GEN24 Plus 10.0 Fronius Australia Pty Ltd Fronius Smart Meter WR 100-600V-3 | 33.12 |  |  | Shenzhen BYD Electronics Co Ltd | HVM 16.6 | 2 | Fronius Australia Pty Ltd | Primo GEN24 Plus 10.0 | BYD | 2026-05-19
2023-09-08 | HBS8592 | Shenzhen BYD Electronics Co Ltd HVM 19.3 (x2) w/ Fronius Australia Pty Ltd Primo GEN24 Plus 10.0 Fronius Australia Pty Ltd Fronius Smart Meter WR 100-600V-3 | 38.64 |  |  | Shenzhen BYD Electronics Co Ltd | HVM 19.3 | 2 | Fronius Australia Pty Ltd | Primo GEN24 Plus 10.0 | BYD | 2026-05-19
2023-09-08 | HBS8593 | Shenzhen BYD Electronics Co Ltd HVS 5.1 (x3) w/ Fronius Australia Pty Ltd Primo GEN24 Plus 8.0 Fronius Australia Pty Ltd Fronius Smart Meter WR 100-600V-3 | 15.36 |  |  | Shenzhen BYD Electronics Co Ltd | HVS 5.1 | 3 | Fronius Australia Pty Ltd | Primo GEN24 Plus 8.0 | BYD | 2026-05-19
2023-09-08 | HBS8594 | Shenzhen BYD Electronics Co Ltd HVS 7.7 (x3) w/ Fronius Australia Pty Ltd Primo GEN24 Plus 8.0 Fronius Australia Pty Ltd Fronius Smart Meter WR 100-600V-3 | 23.04 |  |  | Shenzhen BYD Electronics Co Ltd | HVS 7.7 | 3 | Fronius Australia Pty Ltd | Primo GEN24 Plus 8.0 | BYD | 2026-05-19
2023-09-08 | HBS8595 | Shenzhen BYD Electronics Co Ltd HVM 11.0 (x3) w/ Fronius Australia Pty Ltd Primo GEN24 Plus 8.0 Fronius Australia Pty Ltd Fronius Smart Meter WR 100-600V-3 | 33.12 |  |  | Shenzhen BYD Electronics Co Ltd | HVM 11.0 | 3 | Fronius Australia Pty Ltd | Primo GEN24 Plus 8.0 | BYD | 2026-05-19
2023-09-08 | HBS8596 | Shenzhen BYD Electronics Co Ltd HVM 13.8 (x3) w/ Fronius Australia Pty Ltd Primo GEN24 Plus 8.0 Fronius Australia Pty Ltd Fronius Smart Meter WR 100-600V-3 | 41.4 |  |  | Shenzhen BYD Electronics Co Ltd | HVM 13.8 | 3 | Fronius Australia Pty Ltd | Primo GEN24 Plus 8.0 | BYD | 2026-05-19
2023-09-08 | HBS8597 | Shenzhen BYD Electronics Co Ltd HVM 16.6 (x3) w/ Fronius Australia Pty Ltd Primo GEN24 Plus 8.0 Fronius Australia Pty Ltd Fronius Smart Meter WR 100-600V-3 | 49.68 |  |  | Shenzhen BYD Electronics Co Ltd | HVM 16.6 | 3 | Fronius Australia Pty Ltd | Primo GEN24 Plus 8.0 | BYD | 2026-05-19
2023-09-08 | HBS8598 | Shenzhen BYD Electronics Co Ltd HVM 19.3 (x3) w/ Fronius Australia Pty Ltd Primo GEN24 Plus 8.0 Fronius Australia Pty Ltd Fronius Smart Meter WR 100-600V-3 | 57.96 |  |  | Shenzhen BYD Electronics Co Ltd | HVM 19.3 | 3 | Fronius Australia Pty Ltd | Primo GEN24 Plus 8.0 | BYD | 2026-05-19
2023-09-08 | HBS8599 | Shenzhen BYD Electronics Co Ltd HVS 5.1 (x3) w/ Fronius Australia Pty Ltd Primo GEN24 Plus 10.0 Fronius Australia Pty Ltd Fronius Smart Meter WR 100-600V-3 | 15.36 |  |  | Shenzhen BYD Electronics Co Ltd | HVS 5.1 | 3 | Fronius Australia Pty Ltd | Primo GEN24 Plus 10.0 | BYD | 2026-05-19
2023-09-08 | HBS8600 | Shenzhen BYD Electronics Co Ltd HVS 7.7 (x3) w/ Fronius Australia Pty Ltd Primo GEN24 Plus 10.0 Fronius Australia Pty Ltd Fronius Smart Meter WR 100-600V-3 | 23.04 |  |  | Shenzhen BYD Electronics Co Ltd | HVS 7.7 | 3 | Fronius Australia Pty Ltd | Primo GEN24 Plus 10.0 | BYD | 2026-05-19
2023-09-08 | HBS8601 | Shenzhen BYD Electronics Co Ltd HVM 11.0 (x3) w/ Fronius Australia Pty Ltd Primo GEN24 Plus 10.0 Fronius Australia Pty Ltd Fronius Smart Meter WR 100-600V-3 | 33.12 |  |  | Shenzhen BYD Electronics Co Ltd | HVM 11.0 | 3 | Fronius Australia Pty Ltd | Primo GEN24 Plus 10.0 | BYD | 2026-05-19
2023-09-08 | HBS8602 | Shenzhen BYD Electronics Co Ltd HVM 13.8 (x3) w/ Fronius Australia Pty Ltd Primo GEN24 Plus 10.0 Fronius Australia Pty Ltd Fronius Smart Meter WR 100-600V-3 | 41.4 |  |  | Shenzhen BYD Electronics Co Ltd | HVM 13.8 | 3 | Fronius Australia Pty Ltd | Primo GEN24 Plus 10.0 | BYD | 2026-05-19
2023-09-08 | HBS8603 | Shenzhen BYD Electronics Co Ltd HVM 16.6 (x3) w/ Fronius Australia Pty Ltd Primo GEN24 Plus 10.0 Fronius Australia Pty Ltd Fronius Smart Meter WR 100-600V-3 | 49.68 |  |  | Shenzhen BYD Electronics Co Ltd | HVM 16.6 | 3 | Fronius Australia Pty Ltd | Primo GEN24 Plus 10.0 | BYD | 2026-05-19
2023-09-08 | HBS8604 | Shenzhen BYD Electronics Co Ltd HVM 19.3 (x3) w/ Fronius Australia Pty Ltd Primo GEN24 Plus 10.0 Fronius Australia Pty Ltd Fronius Smart Meter WR 100-600V-3 | 57.96 |  |  | Shenzhen BYD Electronics Co Ltd | HVM 19.3 | 3 | Fronius Australia Pty Ltd | Primo GEN24 Plus 10.0 | BYD | 2026-05-19
2023-09-08 | HBS8605 | Redx Technology Australia Pty Ltd RX-0050(x2) w/ Redx Technology Australia Pty Ltd RX-7000HY | 9.2 |  |  | Redx Technology Australia Pty Ltd | RX-0050 | 2 | Redx Technology Australia Pty Ltd | RX-7000HY | Redx | 2026-06-19
2023-09-08 | HBS8606 | Redx Technology Australia Pty Ltd RX-0050(x3) w/ Redx Technology Australia Pty Ltd RX-7000HY | 13.8 |  |  | Redx Technology Australia Pty Ltd | RX-0050 | 3 | Redx Technology Australia Pty Ltd | RX-7000HY | Redx | 2026-06-20
2023-09-08 | HBS8607 | Redx Technology Australia Pty Ltd RX-0050(x4) w/ Redx Technology Australia Pty Ltd RX-7000HY | 18.4 |  |  | Redx Technology Australia Pty Ltd | RX-0050 | 4 | Redx Technology Australia Pty Ltd | RX-7000HY | Redx | 2026-06-21
2023-09-08 | HBS8608 | Redx Technology Australia Pty Ltd RX-0050(x5) w/ Redx Technology Australia Pty Ltd RX-7000HY | 23 |  |  | Redx Technology Australia Pty Ltd | RX-0050 | 5 | Redx Technology Australia Pty Ltd | RX-7000HY | Redx | 2026-06-22
2023-09-08 | HBS8609 | Redx Technology Australia Pty Ltd RX-0050(x6) w/ Redx Technology Australia Pty Ltd RX-7000HY | 27.6 |  |  | Redx Technology Australia Pty Ltd | RX-0050 | 6 | Redx Technology Australia Pty Ltd | RX-7000HY | Redx | 2026-06-23
2023-09-08 | HBS8610 | Redx Technology Australia Pty Ltd RX-0050(x7) w/ Redx Technology Australia Pty Ltd RX-7000HY | 32.2 |  |  | Redx Technology Australia Pty Ltd | RX-0050 | 7 | Redx Technology Australia Pty Ltd | RX-7000HY | Redx | 2026-06-24
2023-09-08 | HBS8611 | Redx Technology Australia Pty Ltd RX-0050(x8) w/ Redx Technology Australia Pty Ltd RX-7000HY | 36.8 |  |  | Redx Technology Australia Pty Ltd | RX-0050 | 8 | Redx Technology Australia Pty Ltd | RX-7000HY | Redx | 2026-06-25
2023-09-08 | HBS8612 | Redx Technology Australia Pty Ltd RX-0050(x2) w/ Redx Technology Australia Pty Ltd RX-5000AC | 9.2 |  |  | Redx Technology Australia Pty Ltd | RX-0050 | 2 | Redx Technology Australia Pty Ltd | RX-5000AC | Redx | 2026-06-26
2023-09-08 | HBS8613 | Redx Technology Australia Pty Ltd RX-0050(x3) w/ Redx Technology Australia Pty Ltd RX-5000AC | 13.8 |  |  | Redx Technology Australia Pty Ltd | RX-0050 | 3 | Redx Technology Australia Pty Ltd | RX-5000AC | Redx | 2026-06-27
2023-09-08 | HBS8614 | Redx Technology Australia Pty Ltd RX-0050(x4) w/ Redx Technology Australia Pty Ltd RX-5000AC | 18.4 |  |  | Redx Technology Australia Pty Ltd | RX-0050 | 4 | Redx Technology Australia Pty Ltd | RX-5000AC | Redx | 2026-06-28
2023-09-08 | HBS8615 | Redx Technology Australia Pty Ltd RX-0050(x5) w/ Redx Technology Australia Pty Ltd RX-5000AC | 23 |  |  | Redx Technology Australia Pty Ltd | RX-0050 | 5 | Redx Technology Australia Pty Ltd | RX-5000AC | Redx | 2026-06-29
2023-09-08 | HBS8616 | Redx Technology Australia Pty Ltd RX-0050(x6) w/ Redx Technology Australia Pty Ltd RX-5000AC | 27.6 |  |  | Redx Technology Australia Pty Ltd | RX-0050 | 6 | Redx Technology Australia Pty Ltd | RX-5000AC | Redx | 2026-06-30
2023-09-08 | HBS8617 | Redx Technology Australia Pty Ltd RX-0050(x7) w/ Redx Technology Australia Pty Ltd RX-5000AC | 32.2 |  |  | Redx Technology Australia Pty Ltd | RX-0050 | 7 | Redx Technology Australia Pty Ltd | RX-5000AC | Redx | 2026-07-01
2023-09-08 | HBS8618 | Redx Technology Australia Pty Ltd RX-0050(x8) w/ Redx Technology Australia Pty Ltd RX-5000AC | 36.8 |  |  | Redx Technology Australia Pty Ltd | RX-0050 | 8 | Redx Technology Australia Pty Ltd | RX-5000AC | Redx | 2026-07-02
2023-09-08 | HBS8619 | Redx Technology Australia Pty Ltd RX-0050(x2) w/ Redx Technology Australia Pty Ltd RX-5000HY | 9.2 |  |  | Redx Technology Australia Pty Ltd | RX-0050 | 2 | Redx Technology Australia Pty Ltd | RX-5000HY | Redx | 2026-07-03
2023-09-08 | HBS8620 | Redx Technology Australia Pty Ltd RX-0050(x3) w/ Redx Technology Australia Pty Ltd RX-5000HY | 13.8 |  |  | Redx Technology Australia Pty Ltd | RX-0050 | 3 | Redx Technology Australia Pty Ltd | RX-5000HY | Redx | 2026-07-04
2023-09-08 | HBS8621 | Redx Technology Australia Pty Ltd RX-0050(x4) w/ Redx Technology Australia Pty Ltd RX-5000HY | 18.4 |  |  | Redx Technology Australia Pty Ltd | RX-0050 | 4 | Redx Technology Australia Pty Ltd | RX-5000HY | Redx | 2026-07-05
2023-09-08 | HBS8622 | Redx Technology Australia Pty Ltd RX-0050(x5) w/ Redx Technology Australia Pty Ltd RX-5000HY | 23 |  |  | Redx Technology Australia Pty Ltd | RX-0050 | 5 | Redx Technology Australia Pty Ltd | RX-5000HY | Redx | 2026-07-06
2023-09-08 | HBS8623 | Redx Technology Australia Pty Ltd RX-0050(x6) w/ Redx Technology Australia Pty Ltd RX-5000HY | 27.6 |  |  | Redx Technology Australia Pty Ltd | RX-0050 | 6 | Redx Technology Australia Pty Ltd | RX-5000HY | Redx | 2026-07-07
2023-09-08 | HBS8624 | Redx Technology Australia Pty Ltd RX-0050(x7) w/ Redx Technology Australia Pty Ltd RX-5000HY | 32.2 |  |  | Redx Technology Australia Pty Ltd | RX-0050 | 7 | Redx Technology Australia Pty Ltd | RX-5000HY | Redx | 2026-07-08
2023-09-08 | HBS8625 | Redx Technology Australia Pty Ltd RX-0050(x8) w/ Redx Technology Australia Pty Ltd RX-5000HY | 36.8 |  |  | Redx Technology Australia Pty Ltd | RX-0050 | 8 | Redx Technology Australia Pty Ltd | RX-5000HY | Redx | 2026-07-09
2023-09-15 | HBS8626 | Sungrow SBR064(x1) w/ Sungrow SH6.0RS | 6.4 |  |  | Sungrow | SBR064 | 1 | Sungrow | SH6.0RS | Sungrow | 2024-12-15
2023-09-15 | HBS8627 | Sungrow SBR064(x1) w/ Sungrow SH8.0RS | 6.4 |  |  | Sungrow | SBR064 | 1 | Sungrow | SH8.0RS | Sungrow | 2026-05-13
2023-09-15 | HBS8628 | Sungrow SBR064(x1) w/ Sungrow SH10RS | 6.4 |  |  | Sungrow | SBR064 | 1 | Sungrow | SH10RS | Sungrow | 2026-05-13
2023-09-15 | HBS8629 | Sungrow SBR096(x1) w/ Sungrow SH5.0RS | 9.6 |  |  | Sungrow | SBR096 | 1 | Sungrow | SH5.0RS | Sungrow | 2024-12-15
2023-09-15 | HBS8630 | Sungrow SBR096(x1) w/ Sungrow SH6.0RS | 9.6 |  |  | Sungrow | SBR096 | 1 | Sungrow | SH6.0RS | Sungrow | 2024-12-15
2023-09-15 | HBS8631 | Sungrow SBR096(x1) w/ Sungrow SH8.0RS | 9.6 |  |  | Sungrow | SBR096 | 1 | Sungrow | SH8.0RS | Sungrow | 2026-05-13
2023-09-15 | HBS8632 | Sungrow SBR096(x1) w/ Sungrow SH10RS | 9.6 |  |  | Sungrow | SBR096 | 1 | Sungrow | SH10RS | Sungrow | 2026-05-13
2023-09-15 | HBS8633 | Sungrow SBR096(x1) w/ Sungrow SH5.0RT | 9.6 |  |  | Sungrow | SBR096 | 1 | Sungrow | SH5.0RT | Sungrow | 2024-12-16
2023-09-15 | HBS8634 | Sungrow SBR096(x1) w/ Sungrow SH10RT | 9.6 |  |  | Sungrow | SBR096 | 1 | Sungrow | SH10RT | Sungrow | 2026-04-24
2023-09-15 | HBS8635 | Sungrow SBR096(x2) w/ Sungrow SH5.0RS | 19.2 |  |  | Sungrow | SBR096 | 2 | Sungrow | SH5.0RS | Sungrow | 2024-12-15
2023-09-15 | HBS8636 | Sungrow SBR096(x2) w/ Sungrow SH6.0RS | 19.2 |  |  | Sungrow | SBR096 | 2 | Sungrow | SH6.0RS | Sungrow | 2024-12-15
2023-09-15 | HBS8637 | Sungrow SBR064(x1) w/ Sungrow SH5.0RS | 6.4 |  |  | Sungrow | SBR064 | 1 | Sungrow | SH5.0RS | Sungrow | 2024-12-15
2023-09-22 | HBS8638 | Goodwe LX C138-10 (x2) w/ Goodwe GW50K-ETC | 276 |  |  | Goodwe | LX C138-10 | 2 | Goodwe | GW50K-ETC | Goodwe | 2025-06-17
2023-09-22 | HBS8639 | Goodwe LX C156-10 (x2) w/ Goodwe GW50K-ETC | 312 |  |  | Goodwe | LX C156-10 | 2 | Goodwe | GW50K-ETC | Goodwe | 2025-06-17
2023-09-22 | HBS8640 | Goodwe LX C101-10 (x3) w/ Goodwe GW50K-ETC | 303 |  |  | Goodwe | LX C101-10 | 3 | Goodwe | GW50K-ETC | Goodwe | 2025-06-17
2023-09-22 | HBS8641 | Goodwe LX C120-10 (x3) w/ Goodwe GW50K-ETC | 360 |  |  | Goodwe | LX C120-10 | 3 | Goodwe | GW50K-ETC | Goodwe | 2025-06-17
2023-09-22 | HBS8642 | Goodwe LX C138-10 (x3) w/ Goodwe GW50K-ETC | 414 |  |  | Goodwe | LX C138-10 | 3 | Goodwe | GW50K-ETC | Goodwe | 2025-06-17
2023-09-22 | HBS8643 | Goodwe LX C156-10 (x3) w/ Goodwe GW50K-ETC | 468 |  |  | Goodwe | LX C156-10 | 3 | Goodwe | GW50K-ETC | Goodwe | 2025-06-17
2023-09-22 | HBS8644 | Goodwe LX C101-10 (x1) w/ Goodwe GW50K-BTC | 101 |  |  | Goodwe | LX C101-10 | 1 | Goodwe | GW50K-BTC | Goodwe | 2025-06-22
2023-09-22 | HBS8645 | Goodwe LX C120-10 (x1) w/ Goodwe GW50K-BTC | 120 |  |  | Goodwe | LX C120-10 | 1 | Goodwe | GW50K-BTC | Goodwe | 2025-06-22
2023-09-22 | HBS8646 | Goodwe LX C138-10 (x1) w/ Goodwe GW50K-BTC | 138 |  |  | Goodwe | LX C138-10 | 1 | Goodwe | GW50K-BTC | Goodwe | 2025-06-22
2023-09-22 | HBS8647 | Goodwe LX C156-10 (x1) w/ Goodwe GW50K-BTC | 156 |  |  | Goodwe | LX C156-10 | 1 | Goodwe | GW50K-BTC | Goodwe | 2025-06-22
2023-09-22 | HBS8648 | Goodwe LX C101-10 (x2) w/ Goodwe GW50K-BTC | 202 |  |  | Goodwe | LX C101-10 | 2 | Goodwe | GW50K-BTC | Goodwe | 2025-06-22
2023-09-22 | HBS8649 | Goodwe LX C120-10 (x2) w/ Goodwe GW50K-BTC | 240 |  |  | Goodwe | LX C120-10 | 2 | Goodwe | GW50K-BTC | Goodwe | 2025-06-22
2023-09-22 | HBS8650 | Goodwe LX C138-10 (x2) w/ Goodwe GW50K-BTC | 276 |  |  | Goodwe | LX C138-10 | 2 | Goodwe | GW50K-BTC | Goodwe | 2025-06-22
2023-09-22 | HBS8651 | Goodwe LX C156-10 (x2) w/ Goodwe GW50K-BTC | 312 |  |  | Goodwe | LX C156-10 | 2 | Goodwe | GW50K-BTC | Goodwe | 2025-06-22
2023-09-22 | HBS8652 | Goodwe LX C101-10 (x3) w/ Goodwe GW50K-BTC | 303 |  |  | Goodwe | LX C101-10 | 3 | Goodwe | GW50K-BTC | Goodwe | 2025-06-22
2023-09-22 | HBS8653 | Goodwe LX C120-10 (x3) w/ Goodwe GW50K-BTC | 360 |  |  | Goodwe | LX C120-10 | 3 | Goodwe | GW50K-BTC | Goodwe | 2025-06-22
2023-09-22 | HBS8654 | Goodwe LX C138-10 (x3) w/ Goodwe GW50K-BTC | 414 |  |  | Goodwe | LX C138-10 | 3 | Goodwe | GW50K-BTC | Goodwe | 2025-06-22
2023-09-22 | HBS8655 | Goodwe LX C156-10 (x3) w/ Goodwe GW50K-BTC | 468 |  |  | Goodwe | LX C156-10 | 3 | Goodwe | GW50K-BTC | Goodwe | 2025-06-22
2023-09-22 | HBS8656 | Goodwe LX C101-10 (x1) w/ Goodwe GW50K-ETC | 101 |  |  | Goodwe | LX C101-10 | 1 | Goodwe | GW50K-ETC | Goodwe | 2025-06-17
2023-09-22 | HBS8657 | Goodwe LX C120-10 (x1) w/ Goodwe GW50K-ETC | 120 |  |  | Goodwe | LX C120-10 | 1 | Goodwe | GW50K-ETC | Goodwe | 2025-06-17
2023-09-22 | HBS8658 | Goodwe LX C138-10 (x1) w/ Goodwe GW50K-ETC | 138 |  |  | Goodwe | LX C138-10 | 1 | Goodwe | GW50K-ETC | Goodwe | 2025-06-17
2023-09-22 | HBS8659 | Goodwe LX C156-10 (x1) w/ Goodwe GW50K-ETC | 156 |  |  | Goodwe | LX C156-10 | 1 | Goodwe | GW50K-ETC | Goodwe | 2025-06-17
2023-09-22 | HBS8660 | Goodwe LX C101-10 (x2) w/ Goodwe GW50K-ETC | 202 |  |  | Goodwe | LX C101-10 | 2 | Goodwe | GW50K-ETC | Goodwe | 2025-06-17
2023-09-22 | HBS8661 | Goodwe LX C120-10 (x2) w/ Goodwe GW50K-ETC | 240 |  |  | Goodwe | LX C120-10 | 2 | Goodwe | GW50K-ETC | Goodwe | 2025-06-17
2023-10-20 | HBS8662 | Tempo (Aust) Pty Ltd AS-5KW-LB2 (x2) w/ Tempo (Aust) Pty Ltd AS-5.5KW-HBI | 9.22 |  |  | Tempo (Aust) Pty Ltd | AS-5KW-LB2 | 2 | Tempo (Aust) Pty Ltd | AS-5.5KW-HBI | Altius | 2026-01-23
2023-10-20 | HBS8663 | Tempo (Aust) Pty Ltd AS-5KW-LB2 (x3) w/ Tempo (Aust) Pty Ltd AS-5.5KW-HBI | 13.83 |  |  | Tempo (Aust) Pty Ltd | AS-5KW-LB2 | 3 | Tempo (Aust) Pty Ltd | AS-5.5KW-HBI | Altius | 2026-01-23
2023-10-20 | HBS8664 | Tempo (Aust) Pty Ltd AS-5KW-LB2 (x4) w/ Tempo (Aust) Pty Ltd AS-5.5KW-HBI | 18.44 |  |  | Tempo (Aust) Pty Ltd | AS-5KW-LB2 | 4 | Tempo (Aust) Pty Ltd | AS-5.5KW-HBI | Altius | 2026-01-23
2023-10-20 | HBS8665 | Tempo (Aust) Pty Ltd SP-5KW-LB2 (x2) w/ Tempo (Aust) Pty Ltd SP-5KW-HBI | 9.22 |  |  | Tempo (Aust) Pty Ltd | SP-5KW-LB2 | 2 | Tempo (Aust) Pty Ltd | SP-5KW-HBI | SPHERE | 2026-01-23
2023-10-20 | HBS8666 | Tempo (Aust) Pty Ltd SP-5KW-LB2 (x3) w/ Tempo (Aust) Pty Ltd SP-5KW-HBI | 13.83 |  |  | Tempo (Aust) Pty Ltd | SP-5KW-LB2 | 3 | Tempo (Aust) Pty Ltd | SP-5KW-HBI | SPHERE | 2026-01-23
2023-10-20 | HBS8667 | Tempo (Aust) Pty Ltd SP-5KW-LB2 (x4) w/ Tempo (Aust) Pty Ltd SP-5KW-HBI | 18.44 |  |  | Tempo (Aust) Pty Ltd | SP-5KW-LB2 | 4 | Tempo (Aust) Pty Ltd | SP-5KW-HBI | SPHERE | 2026-01-23
2023-10-20 | HBS8668 | Tempo (Aust) Pty Ltd SP-5KW-LB2 (x2) w/ Tempo (Aust) Pty Ltd SP-4.6KW-HBI | 9.22 |  |  | Tempo (Aust) Pty Ltd | SP-5KW-LB2 | 2 | Tempo (Aust) Pty Ltd | SP-4.6KW-HBI | SPHERE | 2026-01-23
2023-10-20 | HBS8669 | Tempo (Aust) Pty Ltd SP-5KW-LB2 (x3) w/ Tempo (Aust) Pty Ltd SP-4.6KW-HBI | 13.83 |  |  | Tempo (Aust) Pty Ltd | SP-5KW-LB2 | 3 | Tempo (Aust) Pty Ltd | SP-4.6KW-HBI | SPHERE | 2026-01-23
2023-10-20 | HBS8670 | Tempo (Aust) Pty Ltd SP-5KW-LB2 (x4) w/ Tempo (Aust) Pty Ltd SP-4.6KW-HBI | 18.44 |  |  | Tempo (Aust) Pty Ltd | SP-5KW-LB2 | 4 | Tempo (Aust) Pty Ltd | SP-4.6KW-HBI | SPHERE | 2026-01-23
2023-10-20 | HBS8671 | Tempo (Aust) Pty Ltd SP-5KW-LB2 (x2) w/ Tempo (Aust) Pty Ltd SP-5.5KW-HBI | 9.22 |  |  | Tempo (Aust) Pty Ltd | SP-5KW-LB2 | 2 | Tempo (Aust) Pty Ltd | SP-5.5KW-HBI | SPHERE | 2026-01-23
2023-10-20 | HBS8672 | Tempo (Aust) Pty Ltd SP-5KW-LB2 (x3) w/ Tempo (Aust) Pty Ltd SP-5.5KW-HBI | 13.83 |  |  | Tempo (Aust) Pty Ltd | SP-5KW-LB2 | 3 | Tempo (Aust) Pty Ltd | SP-5.5KW-HBI | SPHERE | 2026-01-23
2023-10-20 | HBS8673 | Tempo (Aust) Pty Ltd SP-5KW-LB2 (x4) w/ Tempo (Aust) Pty Ltd SP-5.5KW-HBI | 18.44 |  |  | Tempo (Aust) Pty Ltd | SP-5KW-LB2 | 4 | Tempo (Aust) Pty Ltd | SP-5.5KW-HBI | SPHERE | 2026-01-23
2023-10-20 | HBS8674 | Tempo (Aust) Pty Ltd AKE-5KW-LB2 (x2) w/ Tempo (Aust) Pty Ltd AKE-4.6KW-HBI | 9.22 |  |  | Tempo (Aust) Pty Ltd | AKE-5KW-LB2 | 2 | Tempo (Aust) Pty Ltd | AKE-4.6KW-HBI | AKAI Energy | 2026-01-23
2023-10-20 | HBS8675 | Tempo (Aust) Pty Ltd AKE-5KW-LB2 (x3) w/ Tempo (Aust) Pty Ltd AKE-4.6KW-HBI | 13.83 |  |  | Tempo (Aust) Pty Ltd | AKE-5KW-LB2 | 3 | Tempo (Aust) Pty Ltd | AKE-4.6KW-HBI | AKAI Energy | 2026-01-23
2023-10-20 | HBS8676 | Tempo (Aust) Pty Ltd AKE-5KW-LB2 (x4) w/ Tempo (Aust) Pty Ltd AKE-4.6KW-HBI | 18.44 |  |  | Tempo (Aust) Pty Ltd | AKE-5KW-LB2 | 4 | Tempo (Aust) Pty Ltd | AKE-4.6KW-HBI | AKAI Energy | 2026-01-23
2023-10-20 | HBS8677 | Tempo (Aust) Pty Ltd AKE-5KW-LB2 (x2) w/ Tempo (Aust) Pty Ltd AKE-5KW-HBI | 9.22 |  |  | Tempo (Aust) Pty Ltd | AKE-5KW-LB2 | 2 | Tempo (Aust) Pty Ltd | AKE-5KW-HBI | AKAI Energy | 2026-01-23
2023-10-20 | HBS8678 | Tempo (Aust) Pty Ltd AKE-5KW-LB2 (x3) w/ Tempo (Aust) Pty Ltd AKE-5KW-HBI | 13.83 |  |  | Tempo (Aust) Pty Ltd | AKE-5KW-LB2 | 3 | Tempo (Aust) Pty Ltd | AKE-5KW-HBI | AKAI Energy | 2026-01-23
2023-10-20 | HBS8679 | Tempo (Aust) Pty Ltd AKE-5KW-LB2 (x4) w/ Tempo (Aust) Pty Ltd AKE-5KW-HBI | 18.44 |  |  | Tempo (Aust) Pty Ltd | AKE-5KW-LB2 | 4 | Tempo (Aust) Pty Ltd | AKE-5KW-HBI | AKAI Energy | 2026-01-23
2023-10-20 | HBS8680 | Tempo (Aust) Pty Ltd AKE-5KW-LB2 (x2) w/ Tempo (Aust) Pty Ltd AKE-5.5KW-HBI | 9.22 |  |  | Tempo (Aust) Pty Ltd | AKE-5KW-LB2 | 2 | Tempo (Aust) Pty Ltd | AKE-5.5KW-HBI | AKAI Energy | 2026-01-23
2023-10-20 | HBS8681 | Tempo (Aust) Pty Ltd AKE-5KW-LB2 (x3) w/ Tempo (Aust) Pty Ltd AKE-5.5KW-HBI | 13.83 |  |  | Tempo (Aust) Pty Ltd | AKE-5KW-LB2 | 3 | Tempo (Aust) Pty Ltd | AKE-5.5KW-HBI | AKAI Energy | 2026-01-23
2023-10-20 | HBS8682 | Tempo (Aust) Pty Ltd AKE-5KW-LB2 (x4) w/ Tempo (Aust) Pty Ltd AKE-5.5KW-HBI | 18.44 |  |  | Tempo (Aust) Pty Ltd | AKE-5KW-LB2 | 4 | Tempo (Aust) Pty Ltd | AKE-5.5KW-HBI | AKAI Energy | 2026-01-23
2023-10-20 | HBS8683 | Tempo (Aust) Pty Ltd AKE-5KW-LB2 (x2) w/ Tempo (Aust) Pty Ltd AKE-6KW-HBI | 9.22 |  |  | Tempo (Aust) Pty Ltd | AKE-5KW-LB2 | 2 | Tempo (Aust) Pty Ltd | AKE-6KW-HBI | AKAI Energy | 2026-01-23
2023-10-20 | HBS8684 | Tempo (Aust) Pty Ltd AKE-5KW-LB2 (x3) w/ Tempo (Aust) Pty Ltd AKE-6KW-HBI | 13.83 |  |  | Tempo (Aust) Pty Ltd | AKE-5KW-LB2 | 3 | Tempo (Aust) Pty Ltd | AKE-6KW-HBI | AKAI Energy | 2026-01-23
2023-10-20 | HBS8685 | Tempo (Aust) Pty Ltd AKE-5KW-LB2 (x4) w/ Tempo (Aust) Pty Ltd AKE-6KW-HBI | 18.44 |  |  | Tempo (Aust) Pty Ltd | AKE-5KW-LB2 | 4 | Tempo (Aust) Pty Ltd | AKE-6KW-HBI | AKAI Energy | 2026-01-23
2023-10-20 | HBS8686 | Tempo (Aust) Pty Ltd AS-5KW-LB2 (x2) w/ Tempo (Aust) Pty Ltd AS-5KW-HBI | 9.22 |  |  | Tempo (Aust) Pty Ltd | AS-5KW-LB2 | 2 | Tempo (Aust) Pty Ltd | AS-5KW-HBI | Altius | 2026-01-23
2023-10-20 | HBS8687 | Tempo (Aust) Pty Ltd AS-5KW-LB2 (x3) w/ Tempo (Aust) Pty Ltd AS-5KW-HBI | 13.83 |  |  | Tempo (Aust) Pty Ltd | AS-5KW-LB2 | 3 | Tempo (Aust) Pty Ltd | AS-5KW-HBI | Altius | 2026-01-23
2023-10-20 | HBS8688 | Tempo (Aust) Pty Ltd AS-5KW-LB2 (x4) w/ Tempo (Aust) Pty Ltd AS-5KW-HBI | 18.44 |  |  | Tempo (Aust) Pty Ltd | AS-5KW-LB2 | 4 | Tempo (Aust) Pty Ltd | AS-5KW-HBI | Altius | 2026-01-23
2023-10-20 | HBS8689 | Tempo (Aust) Pty Ltd AS-5KW-LB2 (x2) w/ Tempo (Aust) Pty Ltd AS-4.6KW-HBI | 9.22 |  |  | Tempo (Aust) Pty Ltd | AS-5KW-LB2 | 2 | Tempo (Aust) Pty Ltd | AS-4.6KW-HBI | Altius | 2026-01-23
2023-10-20 | HBS8690 | Tempo (Aust) Pty Ltd AS-5KW-LB2 (x3) w/ Tempo (Aust) Pty Ltd AS-4.6KW-HBI | 13.83 |  |  | Tempo (Aust) Pty Ltd | AS-5KW-LB2 | 3 | Tempo (Aust) Pty Ltd | AS-4.6KW-HBI | Altius | 2026-01-23
2023-10-20 | HBS8691 | Tempo (Aust) Pty Ltd AS-5KW-LB2 (x4) w/ Tempo (Aust) Pty Ltd AS-4.6KW-HBI | 18.44 |  |  | Tempo (Aust) Pty Ltd | AS-5KW-LB2 | 4 | Tempo (Aust) Pty Ltd | AS-4.6KW-HBI | Altius | 2026-01-23
2023-10-24 | HBS8692 | Shenzhen BYD Electronics Co Ltd HVM 11.0 (x2) w/ Fronius Australia Pty Ltd Primo GEN24 Plus 3.0 Fronius Australia Pty Ltd Fronius Smart Meter 63A-1 / 63A-3 | 11.04 |  |  | Shenzhen BYD Electronics Co Ltd | HVM 11.0 | 2 | Fronius Australia Pty Ltd | Primo GEN24 Plus 3.0 | BYD | 2024-11-27
2023-10-24 | HBS8693 | Shenzhen BYD Electronics Co Ltd HVM 13.8 (x2) w/ Fronius Australia Pty Ltd Primo GEN24 Plus 3.0 Fronius Australia Pty Ltd Fronius Smart Meter 63A-1 / 63A-3 | 13.8 |  |  | Shenzhen BYD Electronics Co Ltd | HVM 13.8 | 2 | Fronius Australia Pty Ltd | Primo GEN24 Plus 3.0 | BYD | 2024-11-27
2023-10-24 | HBS8694 | Shenzhen BYD Electronics Co Ltd HVM 16.6 (x2) w/ Fronius Australia Pty Ltd Primo GEN24 Plus 3.0 Fronius Australia Pty Ltd Fronius Smart Meter 63A-1 / 63A-3 | 16.56 |  |  | Shenzhen BYD Electronics Co Ltd | HVM 16.6 | 2 | Fronius Australia Pty Ltd | Primo GEN24 Plus 3.0 | BYD | 2024-11-27
2023-10-24 | HBS8695 | Shenzhen BYD Electronics Co Ltd HVM 19.3 (x2) w/ Fronius Australia Pty Ltd Primo GEN24 Plus 3.0 Fronius Australia Pty Ltd Fronius Smart Meter 63A-1 / 63A-3 | 19.32 |  |  | Shenzhen BYD Electronics Co Ltd | HVM 19.3 | 2 | Fronius Australia Pty Ltd | Primo GEN24 Plus 3.0 | BYD | 2024-11-27
2023-10-24 | HBS8696 | Shenzhen BYD Electronics Co Ltd HVS 7.7 (x3) w/ Fronius Australia Pty Ltd Primo GEN24 Plus 3.0 Fronius Australia Pty Ltd Fronius Smart Meter 63A-1 / 63A-3 | 23.04 |  |  | Shenzhen BYD Electronics Co Ltd | HVS 7.7 | 3 | Fronius Australia Pty Ltd | Primo GEN24 Plus 3.0 | BYD | 2024-11-27
2023-10-24 | HBS8697 | Shenzhen BYD Electronics Co Ltd HVM 11.0 (x3) w/ Fronius Australia Pty Ltd Primo GEN24 Plus 3.0 Fronius Australia Pty Ltd Fronius Smart Meter 63A-1 / 63A-3 | 33.12 |  |  | Shenzhen BYD Electronics Co Ltd | HVM 11.0 | 3 | Fronius Australia Pty Ltd | Primo GEN24 Plus 3.0 | BYD | 2024-11-27
2023-10-24 | HBS8698 | Shenzhen BYD Electronics Co Ltd HVM 13.8 (x3) w/ Fronius Australia Pty Ltd Primo GEN24 Plus 3.0 Fronius Australia Pty Ltd Fronius Smart Meter 63A-1 / 63A-3 | 41.4 |  |  | Shenzhen BYD Electronics Co Ltd | HVM 13.8 | 3 | Fronius Australia Pty Ltd | Primo GEN24 Plus 3.0 | BYD | 2024-11-27
2023-10-24 | HBS8699 | Shenzhen BYD Electronics Co Ltd HVM 16.6 (x3) w/ Fronius Australia Pty Ltd Primo GEN24 Plus 3.0 Fronius Australia Pty Ltd Fronius Smart Meter 63A-1 / 63A-3 | 49.68 |  |  | Shenzhen BYD Electronics Co Ltd | HVM 16.6 | 3 | Fronius Australia Pty Ltd | Primo GEN24 Plus 3.0 | BYD | 2024-11-27
2023-10-24 | HBS8700 | Shenzhen BYD Electronics Co Ltd HVM 19.3 (x3) w/ Fronius Australia Pty Ltd Primo GEN24 Plus 3.0 Fronius Australia Pty Ltd Fronius Smart Meter 63A-1 / 63A-3 | 57.96 |  |  | Shenzhen BYD Electronics Co Ltd | HVM 19.3 | 3 | Fronius Australia Pty Ltd | Primo GEN24 Plus 3.0 | BYD | 2024-11-27
2023-10-24 | HBS8701 | Shenzhen BYD Electronics Co Ltd HVS 7.7 (x1) w/ Fronius Australia Pty Ltd Primo GEN24 Plus 3.0 Fronius Australia Pty Ltd Fronius Smart Meter WR 100-600V-3 | 7.68 |  |  | Shenzhen BYD Electronics Co Ltd | HVS 7.7 | 1 | Fronius Australia Pty Ltd | Primo GEN24 Plus 3.0 | BYD | 2024-11-27
2023-10-24 | HBS8702 | Shenzhen BYD Electronics Co Ltd HVM 11.0 (x1) w/ Fronius Australia Pty Ltd Primo GEN24 Plus 3.0 Fronius Australia Pty Ltd Fronius Smart Meter WR 100-600V-3 | 11.04 |  |  | Shenzhen BYD Electronics Co Ltd | HVM 11.0 | 1 | Fronius Australia Pty Ltd | Primo GEN24 Plus 3.0 | BYD | 2024-11-27
2023-10-24 | HBS8703 | Shenzhen BYD Electronics Co Ltd HVM 13.8 (x1) w/ Fronius Australia Pty Ltd Primo GEN24 Plus 3.0 Fronius Australia Pty Ltd Fronius Smart Meter WR 100-600V-3 | 13.8 |  |  | Shenzhen BYD Electronics Co Ltd | HVM 13.8 | 1 | Fronius Australia Pty Ltd | Primo GEN24 Plus 3.0 | BYD | 2024-11-27
2023-10-24 | HBS8704 | Shenzhen BYD Electronics Co Ltd HVM 16.6 (x1) w/ Fronius Australia Pty Ltd Primo GEN24 Plus 3.0 Fronius Australia Pty Ltd Fronius Smart Meter WR 100-600V-3 | 16.56 |  |  | Shenzhen BYD Electronics Co Ltd | HVM 16.6 | 1 | Fronius Australia Pty Ltd | Primo GEN24 Plus 3.0 | BYD | 2024-11-27
2023-10-24 | HBS8705 | Shenzhen BYD Electronics Co Ltd HVM 19.3 (x1) w/ Fronius Australia Pty Ltd Primo GEN24 Plus 3.0 Fronius Australia Pty Ltd Fronius Smart Meter WR 100-600V-3 | 19.32 |  |  | Shenzhen BYD Electronics Co Ltd | HVM 19.3 | 1 | Fronius Australia Pty Ltd | Primo GEN24 Plus 3.0 | BYD | 2024-11-27
2023-10-24 | HBS8706 | Shenzhen BYD Electronics Co Ltd HVS 7.7 (x2) w/ Fronius Australia Pty Ltd Primo GEN24 Plus 3.0 Fronius Australia Pty Ltd Fronius Smart Meter WR 100-600V-3 | 15.36 |  |  | Shenzhen BYD Electronics Co Ltd | HVS 7.7 | 2 | Fronius Australia Pty Ltd | Primo GEN24 Plus 3.0 | BYD | 2024-11-27
2023-10-24 | HBS8707 | Shenzhen BYD Electronics Co Ltd HVM 11.0 (x2) w/ Fronius Australia Pty Ltd Primo GEN24 Plus 3.0 Fronius Australia Pty Ltd Fronius Smart Meter WR 100-600V-3 | 22.08 |  |  | Shenzhen BYD Electronics Co Ltd | HVM 11.0 | 2 | Fronius Australia Pty Ltd | Primo GEN24 Plus 3.0 | BYD | 2024-11-27
2023-10-24 | HBS8708 | Shenzhen BYD Electronics Co Ltd HVM 13.8 (x2) w/ Fronius Australia Pty Ltd Primo GEN24 Plus 3.0 Fronius Australia Pty Ltd Fronius Smart Meter WR 100-600V-3 | 27.6 |  |  | Shenzhen BYD Electronics Co Ltd | HVM 13.8 | 2 | Fronius Australia Pty Ltd | Primo GEN24 Plus 3.0 | BYD | 2024-11-27
2023-10-24 | HBS8709 | Shenzhen BYD Electronics Co Ltd HVM 16.6 (x2) w/ Fronius Australia Pty Ltd Primo GEN24 Plus 3.0 Fronius Australia Pty Ltd Fronius Smart Meter WR 100-600V-3 | 33.12 |  |  | Shenzhen BYD Electronics Co Ltd | HVM 16.6 | 2 | Fronius Australia Pty Ltd | Primo GEN24 Plus 3.0 | BYD | 2024-11-27
2023-10-24 | HBS8710 | Shenzhen BYD Electronics Co Ltd HVM 19.3 (x2) w/ Fronius Australia Pty Ltd Primo GEN24 Plus 3.0 Fronius Australia Pty Ltd Fronius Smart Meter WR 100-600V-3 | 38.64 |  |  | Shenzhen BYD Electronics Co Ltd | HVM 19.3 | 2 | Fronius Australia Pty Ltd | Primo GEN24 Plus 3.0 | BYD | 2024-11-27
2023-10-24 | HBS8711 | Shenzhen BYD Electronics Co Ltd HVS 7.7 (x3) w/ Fronius Australia Pty Ltd Primo GEN24 Plus 3.0 Fronius Australia Pty Ltd Fronius Smart Meter WR 100-600V-3 | 23.04 |  |  | Shenzhen BYD Electronics Co Ltd | HVS 7.7 | 3 | Fronius Australia Pty Ltd | Primo GEN24 Plus 3.0 | BYD | 2024-11-27
2023-10-24 | HBS8712 | Shenzhen BYD Electronics Co Ltd HVM 11.0 (x3) w/ Fronius Australia Pty Ltd Primo GEN24 Plus 3.0 Fronius Australia Pty Ltd Fronius Smart Meter WR 100-600V-3 | 33.12 |  |  | Shenzhen BYD Electronics Co Ltd | HVM 11.0 | 3 | Fronius Australia Pty Ltd | Primo GEN24 Plus 3.0 | BYD | 2024-11-27
2023-10-24 | HBS8713 | Shenzhen BYD Electronics Co Ltd HVM 13.8 (x3) w/ Fronius Australia Pty Ltd Primo GEN24 Plus 3.0 Fronius Australia Pty Ltd Fronius Smart Meter WR 100-600V-3 | 41.4 |  |  | Shenzhen BYD Electronics Co Ltd | HVM 13.8 | 3 | Fronius Australia Pty Ltd | Primo GEN24 Plus 3.0 | BYD | 2024-11-27
2023-10-24 | HBS8714 | Shenzhen BYD Electronics Co Ltd HVM 16.6 (x3) w/ Fronius Australia Pty Ltd Primo GEN24 Plus 3.0 Fronius Australia Pty Ltd Fronius Smart Meter WR 100-600V-3 | 49.68 |  |  | Shenzhen BYD Electronics Co Ltd | HVM 16.6 | 3 | Fronius Australia Pty Ltd | Primo GEN24 Plus 3.0 | BYD | 2024-11-27
2023-10-24 | HBS8715 | Shenzhen BYD Electronics Co Ltd HVM 19.3 (x3) w/ Fronius Australia Pty Ltd Primo GEN24 Plus 3.0 Fronius Australia Pty Ltd Fronius Smart Meter WR 100-600V-3 | 57.96 |  |  | Shenzhen BYD Electronics Co Ltd | HVM 19.3 | 3 | Fronius Australia Pty Ltd | Primo GEN24 Plus 3.0 | BYD | 2024-11-27
2023-10-24 | HBS8716 | Shenzhen BYD Electronics Co Ltd HVS 7.7 (x1) w/ Fronius Australia Pty Ltd Primo GEN24 Plus 3.6 Fronius Australia Pty Ltd Fronius Smart Meter 63A-1 / 63A-3 | 7.68 |  |  | Shenzhen BYD Electronics Co Ltd | HVS 7.7 | 1 | Fronius Australia Pty Ltd | Primo GEN24 Plus 3.6 | BYD | 2024-11-27
2023-10-24 | HBS8717 | Shenzhen BYD Electronics Co Ltd HVM 11.0 (x1) w/ Fronius Australia Pty Ltd Primo GEN24 Plus 3.6 Fronius Australia Pty Ltd Fronius Smart Meter 63A-1 / 63A-3 | 11.04 |  |  | Shenzhen BYD Electronics Co Ltd | HVM 11.0 | 1 | Fronius Australia Pty Ltd | Primo GEN24 Plus 3.6 | BYD | 2024-11-27
2023-10-24 | HBS8718 | Shenzhen BYD Electronics Co Ltd HVM 13.8 (x1) w/ Fronius Australia Pty Ltd Primo GEN24 Plus 3.6 Fronius Australia Pty Ltd Fronius Smart Meter 63A-1 / 63A-3 | 13.8 |  |  | Shenzhen BYD Electronics Co Ltd | HVM 13.8 | 1 | Fronius Australia Pty Ltd | Primo GEN24 Plus 3.6 | BYD | 2024-11-27
2023-10-24 | HBS8719 | Shenzhen BYD Electronics Co Ltd HVM 16.6 (x1) w/ Fronius Australia Pty Ltd Primo GEN24 Plus 3.6 Fronius Australia Pty Ltd Fronius Smart Meter 63A-1 / 63A-3 | 16.56 |  |  | Shenzhen BYD Electronics Co Ltd | HVM 16.6 | 1 | Fronius Australia Pty Ltd | Primo GEN24 Plus 3.6 | BYD | 2024-11-27
2023-10-24 | HBS8720 | Shenzhen BYD Electronics Co Ltd HVM 19.3 (x1) w/ Fronius Australia Pty Ltd Primo GEN24 Plus 3.6 Fronius Australia Pty Ltd Fronius Smart Meter 63A-1 / 63A-3 | 19.32 |  |  | Shenzhen BYD Electronics Co Ltd | HVM 19.3 | 1 | Fronius Australia Pty Ltd | Primo GEN24 Plus 3.6 | BYD | 2024-11-27
2023-10-24 | HBS8721 | Shenzhen BYD Electronics Co Ltd HVS 7.7 (x2) w/ Fronius Australia Pty Ltd Primo GEN24 Plus 3.6 Fronius Australia Pty Ltd Fronius Smart Meter 63A-1 / 63A-3 | 7.68 |  |  | Shenzhen BYD Electronics Co Ltd | HVS 7.7 | 2 | Fronius Australia Pty Ltd | Primo GEN24 Plus 3.6 | BYD | 2024-11-27
2023-10-24 | HBS8722 | Shenzhen BYD Electronics Co Ltd HVM 11.0 (x2) w/ Fronius Australia Pty Ltd Primo GEN24 Plus 3.6 Fronius Australia Pty Ltd Fronius Smart Meter 63A-1 / 63A-3 | 11.04 |  |  | Shenzhen BYD Electronics Co Ltd | HVM 11.0 | 2 | Fronius Australia Pty Ltd | Primo GEN24 Plus 3.6 | BYD | 2024-11-27
2023-10-24 | HBS8723 | Shenzhen BYD Electronics Co Ltd HVM 13.8 (x2) w/ Fronius Australia Pty Ltd Primo GEN24 Plus 3.6 Fronius Australia Pty Ltd Fronius Smart Meter 63A-1 / 63A-3 | 13.8 |  |  | Shenzhen BYD Electronics Co Ltd | HVM 13.8 | 2 | Fronius Australia Pty Ltd | Primo GEN24 Plus 3.6 | BYD | 2024-11-27
2023-10-24 | HBS8724 | Shenzhen BYD Electronics Co Ltd HVM 16.6 (x2) w/ Fronius Australia Pty Ltd Primo GEN24 Plus 3.6 Fronius Australia Pty Ltd Fronius Smart Meter 63A-1 / 63A-3 | 16.56 |  |  | Shenzhen BYD Electronics Co Ltd | HVM 16.6 | 2 | Fronius Australia Pty Ltd | Primo GEN24 Plus 3.6 | BYD | 2024-11-27
2023-10-24 | HBS8725 | Shenzhen BYD Electronics Co Ltd HVM 19.3 (x2) w/ Fronius Australia Pty Ltd Primo GEN24 Plus 3.6 Fronius Australia Pty Ltd Fronius Smart Meter 63A-1 / 63A-3 | 19.32 |  |  | Shenzhen BYD Electronics Co Ltd | HVM 19.3 | 2 | Fronius Australia Pty Ltd | Primo GEN24 Plus 3.6 | BYD | 2024-11-27
2023-10-24 | HBS8726 | Shenzhen BYD Electronics Co Ltd HVS 7.7 (x3) w/ Fronius Australia Pty Ltd Primo GEN24 Plus 3.6 Fronius Australia Pty Ltd Fronius Smart Meter 63A-1 / 63A-3 | 23.04 |  |  | Shenzhen BYD Electronics Co Ltd | HVS 7.7 | 3 | Fronius Australia Pty Ltd | Primo GEN24 Plus 3.6 | BYD | 2024-11-27
2023-10-24 | HBS8727 | Shenzhen BYD Electronics Co Ltd HVM 11.0 (x3) w/ Fronius Australia Pty Ltd Primo GEN24 Plus 3.6 Fronius Australia Pty Ltd Fronius Smart Meter 63A-1 / 63A-3 | 33.12 |  |  | Shenzhen BYD Electronics Co Ltd | HVM 11.0 | 3 | Fronius Australia Pty Ltd | Primo GEN24 Plus 3.6 | BYD | 2024-11-27
2023-10-24 | HBS8728 | Shenzhen BYD Electronics Co Ltd HVM 13.8 (x3) w/ Fronius Australia Pty Ltd Primo GEN24 Plus 3.6 Fronius Australia Pty Ltd Fronius Smart Meter 63A-1 / 63A-3 | 41.4 |  |  | Shenzhen BYD Electronics Co Ltd | HVM 13.8 | 3 | Fronius Australia Pty Ltd | Primo GEN24 Plus 3.6 | BYD | 2024-11-27
2023-10-24 | HBS8729 | Shenzhen BYD Electronics Co Ltd HVM 16.6 (x3) w/ Fronius Australia Pty Ltd Primo GEN24 Plus 3.6 Fronius Australia Pty Ltd Fronius Smart Meter 63A-1 / 63A-3 | 49.68 |  |  | Shenzhen BYD Electronics Co Ltd | HVM 16.6 | 3 | Fronius Australia Pty Ltd | Primo GEN24 Plus 3.6 | BYD | 2024-11-27
2023-10-24 | HBS8730 | Shenzhen BYD Electronics Co Ltd HVM 19.3 (x3) w/ Fronius Australia Pty Ltd Primo GEN24 Plus 3.6 Fronius Australia Pty Ltd Fronius Smart Meter 63A-1 / 63A-3 | 57.96 |  |  | Shenzhen BYD Electronics Co Ltd | HVM 19.3 | 3 | Fronius Australia Pty Ltd | Primo GEN24 Plus 3.6 | BYD | 2024-11-27
2023-10-24 | HBS8731 | Shenzhen BYD Electronics Co Ltd HVS 7.7 (x1) w/ Fronius Australia Pty Ltd Primo GEN24 Plus 3.6 Fronius Australia Pty Ltd Fronius Smart Meter WR 100-600V-3 | 7.68 |  |  | Shenzhen BYD Electronics Co Ltd | HVS 7.7 | 1 | Fronius Australia Pty Ltd | Primo GEN24 Plus 3.6 | BYD | 2024-11-27
2023-10-24 | HBS8732 | Shenzhen BYD Electronics Co Ltd HVM 11.0 (x1) w/ Fronius Australia Pty Ltd Primo GEN24 Plus 3.6 Fronius Australia Pty Ltd Fronius Smart Meter WR 100-600V-3 | 11.04 |  |  | Shenzhen BYD Electronics Co Ltd | HVM 11.0 | 1 | Fronius Australia Pty Ltd | Primo GEN24 Plus 3.6 | BYD | 2024-11-27
2023-10-24 | HBS8733 | Shenzhen BYD Electronics Co Ltd HVM 13.8 (x1) w/ Fronius Australia Pty Ltd Primo GEN24 Plus 3.6 Fronius Australia Pty Ltd Fronius Smart Meter WR 100-600V-3 | 13.8 |  |  | Shenzhen BYD Electronics Co Ltd | HVM 13.8 | 1 | Fronius Australia Pty Ltd | Primo GEN24 Plus 3.6 | BYD | 2024-11-27
2023-10-24 | HBS8734 | Shenzhen BYD Electronics Co Ltd HVM 16.6 (x1) w/ Fronius Australia Pty Ltd Primo GEN24 Plus 3.6 Fronius Australia Pty Ltd Fronius Smart Meter WR 100-600V-3 | 16.56 |  |  | Shenzhen BYD Electronics Co Ltd | HVM 16.6 | 1 | Fronius Australia Pty Ltd | Primo GEN24 Plus 3.6 | BYD | 2024-11-27
2023-10-24 | HBS8735 | Shenzhen BYD Electronics Co Ltd HVM 19.3 (x1) w/ Fronius Australia Pty Ltd Primo GEN24 Plus 3.6 Fronius Australia Pty Ltd Fronius Smart Meter WR 100-600V-3 | 19.32 |  |  | Shenzhen BYD Electronics Co Ltd | HVM 19.3 | 1 | Fronius Australia Pty Ltd | Primo GEN24 Plus 3.6 | BYD | 2024-11-27
2023-10-24 | HBS8736 | Shenzhen BYD Electronics Co Ltd HVS 7.7 (x2) w/ Fronius Australia Pty Ltd Primo GEN24 Plus 3.6 Fronius Australia Pty Ltd Fronius Smart Meter WR 100-600V-3 | 15.36 |  |  | Shenzhen BYD Electronics Co Ltd | HVS 7.7 | 2 | Fronius Australia Pty Ltd | Primo GEN24 Plus 3.6 | BYD | 2024-11-27
2023-10-24 | HBS8737 | Shenzhen BYD Electronics Co Ltd HVM 11.0 (x2) w/ Fronius Australia Pty Ltd Primo GEN24 Plus 3.6 Fronius Australia Pty Ltd Fronius Smart Meter WR 100-600V-3 | 22.08 |  |  | Shenzhen BYD Electronics Co Ltd | HVM 11.0 | 2 | Fronius Australia Pty Ltd | Primo GEN24 Plus 3.6 | BYD | 2024-11-27
2023-10-24 | HBS8738 | Shenzhen BYD Electronics Co Ltd HVM 13.8 (x2) w/ Fronius Australia Pty Ltd Primo GEN24 Plus 3.6 Fronius Australia Pty Ltd Fronius Smart Meter WR 100-600V-3 | 27.6 |  |  | Shenzhen BYD Electronics Co Ltd | HVM 13.8 | 2 | Fronius Australia Pty Ltd | Primo GEN24 Plus 3.6 | BYD | 2024-11-27
2023-10-24 | HBS8739 | Shenzhen BYD Electronics Co Ltd HVM 16.6 (x2) w/ Fronius Australia Pty Ltd Primo GEN24 Plus 3.6 Fronius Australia Pty Ltd Fronius Smart Meter WR 100-600V-3 | 33.12 |  |  | Shenzhen BYD Electronics Co Ltd | HVM 16.6 | 2 | Fronius Australia Pty Ltd | Primo GEN24 Plus 3.6 | BYD | 2024-11-27
2023-10-24 | HBS8740 | Shenzhen BYD Electronics Co Ltd HVM 19.3 (x2) w/ Fronius Australia Pty Ltd Primo GEN24 Plus 3.6 Fronius Australia Pty Ltd Fronius Smart Meter WR 100-600V-3 | 38.64 |  |  | Shenzhen BYD Electronics Co Ltd | HVM 19.3 | 2 | Fronius Australia Pty Ltd | Primo GEN24 Plus 3.6 | BYD | 2024-11-27
2023-10-24 | HBS8741 | Shenzhen BYD Electronics Co Ltd HVS 7.7 (x3) w/ Fronius Australia Pty Ltd Primo GEN24 Plus 3.6 Fronius Australia Pty Ltd Fronius Smart Meter WR 100-600V-3 | 23.04 |  |  | Shenzhen BYD Electronics Co Ltd | HVS 7.7 | 3 | Fronius Australia Pty Ltd | Primo GEN24 Plus 3.6 | BYD | 2024-11-27
2023-10-24 | HBS8742 | Shenzhen BYD Electronics Co Ltd HVM 11.0 (x3) w/ Fronius Australia Pty Ltd Primo GEN24 Plus 3.6 Fronius Australia Pty Ltd Fronius Smart Meter WR 100-600V-3 | 33.12 |  |  | Shenzhen BYD Electronics Co Ltd | HVM 11.0 | 3 | Fronius Australia Pty Ltd | Primo GEN24 Plus 3.6 | BYD | 2024-11-27
2023-10-24 | HBS8743 | Shenzhen BYD Electronics Co Ltd HVM 13.8 (x3) w/ Fronius Australia Pty Ltd Primo GEN24 Plus 3.6 Fronius Australia Pty Ltd Fronius Smart Meter WR 100-600V-3 | 41.4 |  |  | Shenzhen BYD Electronics Co Ltd | HVM 13.8 | 3 | Fronius Australia Pty Ltd | Primo GEN24 Plus 3.6 | BYD | 2024-11-27
2023-10-24 | HBS8744 | Shenzhen BYD Electronics Co Ltd HVM 16.6 (x3) w/ Fronius Australia Pty Ltd Primo GEN24 Plus 3.6 Fronius Australia Pty Ltd Fronius Smart Meter WR 100-600V-3 | 49.68 |  |  | Shenzhen BYD Electronics Co Ltd | HVM 16.6 | 3 | Fronius Australia Pty Ltd | Primo GEN24 Plus 3.6 | BYD | 2024-11-27
2023-10-24 | HBS8745 | Shenzhen BYD Electronics Co Ltd HVM 19.3 (x3) w/ Fronius Australia Pty Ltd Primo GEN24 Plus 3.6 Fronius Australia Pty Ltd Fronius Smart Meter WR 100-600V-3 | 57.96 |  |  | Shenzhen BYD Electronics Co Ltd | HVM 19.3 | 3 | Fronius Australia Pty Ltd | Primo GEN24 Plus 3.6 | BYD | 2024-11-27
2023-10-24 | HBS8746 | Shenzhen BYD Electronics Co Ltd HVS 7.7 (x1) w/ Fronius Australia Pty Ltd Primo GEN24 Plus 4.0 Fronius Australia Pty Ltd Fronius Smart Meter 63A-1 / 63A-3 | 7.68 |  |  | Shenzhen BYD Electronics Co Ltd | HVS 7.7 | 1 | Fronius Australia Pty Ltd | Primo GEN24 Plus 4.0 | BYD | 2024-11-27
2023-10-24 | HBS8747 | Shenzhen BYD Electronics Co Ltd HVM 11.0 (x1) w/ Fronius Australia Pty Ltd Primo GEN24 Plus 4.0 Fronius Australia Pty Ltd Fronius Smart Meter 63A-1 / 63A-3 | 11.04 |  |  | Shenzhen BYD Electronics Co Ltd | HVM 11.0 | 1 | Fronius Australia Pty Ltd | Primo GEN24 Plus 4.0 | BYD | 2024-11-27
2023-10-24 | HBS8748 | Shenzhen BYD Electronics Co Ltd HVM 13.8 (x1) w/ Fronius Australia Pty Ltd Primo GEN24 Plus 4.0 Fronius Australia Pty Ltd Fronius Smart Meter 63A-1 / 63A-3 | 13.8 |  |  | Shenzhen BYD Electronics Co Ltd | HVM 13.8 | 1 | Fronius Australia Pty Ltd | Primo GEN24 Plus 4.0 | BYD | 2024-11-27
2023-10-24 | HBS8749 | Shenzhen BYD Electronics Co Ltd HVM 16.6 (x1) w/ Fronius Australia Pty Ltd Primo GEN24 Plus 4.0 Fronius Australia Pty Ltd Fronius Smart Meter 63A-1 / 63A-3 | 16.56 |  |  | Shenzhen BYD Electronics Co Ltd | HVM 16.6 | 1 | Fronius Australia Pty Ltd | Primo GEN24 Plus 4.0 | BYD | 2024-11-27
2023-10-24 | HBS8750 | Shenzhen BYD Electronics Co Ltd HVM 19.3 (x1) w/ Fronius Australia Pty Ltd Primo GEN24 Plus 4.0 Fronius Australia Pty Ltd Fronius Smart Meter 63A-1 / 63A-3 | 19.32 |  |  | Shenzhen BYD Electronics Co Ltd | HVM 19.3 | 1 | Fronius Australia Pty Ltd | Primo GEN24 Plus 4.0 | BYD | 2024-11-27
2023-10-24 | HBS8751 | Shenzhen BYD Electronics Co Ltd HVS 7.7 (x2) w/ Fronius Australia Pty Ltd Primo GEN24 Plus 4.0 Fronius Australia Pty Ltd Fronius Smart Meter 63A-1 / 63A-3 | 7.68 |  |  | Shenzhen BYD Electronics Co Ltd | HVS 7.7 | 2 | Fronius Australia Pty Ltd | Primo GEN24 Plus 4.0 | BYD | 2024-11-27
2023-10-24 | HBS8752 | Shenzhen BYD Electronics Co Ltd HVM 11.0 (x2) w/ Fronius Australia Pty Ltd Primo GEN24 Plus 4.0 Fronius Australia Pty Ltd Fronius Smart Meter 63A-1 / 63A-3 | 11.04 |  |  | Shenzhen BYD Electronics Co Ltd | HVM 11.0 | 2 | Fronius Australia Pty Ltd | Primo GEN24 Plus 4.0 | BYD | 2024-11-27
2023-10-24 | HBS8753 | Shenzhen BYD Electronics Co Ltd HVM 13.8 (x2) w/ Fronius Australia Pty Ltd Primo GEN24 Plus 4.0 Fronius Australia Pty Ltd Fronius Smart Meter 63A-1 / 63A-3 | 13.8 |  |  | Shenzhen BYD Electronics Co Ltd | HVM 13.8 | 2 | Fronius Australia Pty Ltd | Primo GEN24 Plus 4.0 | BYD | 2024-11-27
2023-10-24 | HBS8754 | Shenzhen BYD Electronics Co Ltd HVM 16.6 (x2) w/ Fronius Australia Pty Ltd Primo GEN24 Plus 4.0 Fronius Australia Pty Ltd Fronius Smart Meter 63A-1 / 63A-3 | 16.56 |  |  | Shenzhen BYD Electronics Co Ltd | HVM 16.6 | 2 | Fronius Australia Pty Ltd | Primo GEN24 Plus 4.0 | BYD | 2024-11-27
2023-10-24 | HBS8755 | Shenzhen BYD Electronics Co Ltd HVM 19.3 (x2) w/ Fronius Australia Pty Ltd Primo GEN24 Plus 4.0 Fronius Australia Pty Ltd Fronius Smart Meter 63A-1 / 63A-3 | 19.32 |  |  | Shenzhen BYD Electronics Co Ltd | HVM 19.3 | 2 | Fronius Australia Pty Ltd | Primo GEN24 Plus 4.0 | BYD | 2024-11-27
2023-10-24 | HBS8756 | Shenzhen BYD Electronics Co Ltd HVS 7.7 (x3) w/ Fronius Australia Pty Ltd Primo GEN24 Plus 4.0 Fronius Australia Pty Ltd Fronius Smart Meter 63A-1 / 63A-3 | 23.04 |  |  | Shenzhen BYD Electronics Co Ltd | HVS 7.7 | 3 | Fronius Australia Pty Ltd | Primo GEN24 Plus 4.0 | BYD | 2024-11-27
2023-10-24 | HBS8757 | Shenzhen BYD Electronics Co Ltd HVM 11.0 (x3) w/ Fronius Australia Pty Ltd Primo GEN24 Plus 4.0 Fronius Australia Pty Ltd Fronius Smart Meter 63A-1 / 63A-3 | 33.12 |  |  | Shenzhen BYD Electronics Co Ltd | HVM 11.0 | 3 | Fronius Australia Pty Ltd | Primo GEN24 Plus 4.0 | BYD | 2024-11-27
2023-10-24 | HBS8758 | Shenzhen BYD Electronics Co Ltd HVM 13.8 (x3) w/ Fronius Australia Pty Ltd Primo GEN24 Plus 4.0 Fronius Australia Pty Ltd Fronius Smart Meter 63A-1 / 63A-3 | 41.4 |  |  | Shenzhen BYD Electronics Co Ltd | HVM 13.8 | 3 | Fronius Australia Pty Ltd | Primo GEN24 Plus 4.0 | BYD | 2024-11-27
2023-10-24 | HBS8759 | Shenzhen BYD Electronics Co Ltd HVM 16.6 (x3) w/ Fronius Australia Pty Ltd Primo GEN24 Plus 4.0 Fronius Australia Pty Ltd Fronius Smart Meter 63A-1 / 63A-3 | 49.68 |  |  | Shenzhen BYD Electronics Co Ltd | HVM 16.6 | 3 | Fronius Australia Pty Ltd | Primo GEN24 Plus 4.0 | BYD | 2024-11-27
2023-10-24 | HBS8760 | Shenzhen BYD Electronics Co Ltd HVM 19.3 (x3) w/ Fronius Australia Pty Ltd Primo GEN24 Plus 4.0 Fronius Australia Pty Ltd Fronius Smart Meter 63A-1 / 63A-3 | 57.96 |  |  | Shenzhen BYD Electronics Co Ltd | HVM 19.3 | 3 | Fronius Australia Pty Ltd | Primo GEN24 Plus 4.0 | BYD | 2024-11-27
2023-10-24 | HBS8761 | Shenzhen BYD Electronics Co Ltd HVS 7.7 (x1) w/ Fronius Australia Pty Ltd Primo GEN24 Plus 4.0 Fronius Australia Pty Ltd Fronius Smart Meter WR 100-600V-3 | 7.68 |  |  | Shenzhen BYD Electronics Co Ltd | HVS 7.7 | 1 | Fronius Australia Pty Ltd | Primo GEN24 Plus 4.0 | BYD | 2024-11-27
2023-10-24 | HBS8762 | Shenzhen BYD Electronics Co Ltd HVM 11.0 (x1) w/ Fronius Australia Pty Ltd Primo GEN24 Plus 4.0 Fronius Australia Pty Ltd Fronius Smart Meter WR 100-600V-3 | 11.04 |  |  | Shenzhen BYD Electronics Co Ltd | HVM 11.0 | 1 | Fronius Australia Pty Ltd | Primo GEN24 Plus 4.0 | BYD | 2024-11-27
2023-10-24 | HBS8763 | Shenzhen BYD Electronics Co Ltd HVM 13.8 (x1) w/ Fronius Australia Pty Ltd Primo GEN24 Plus 4.0 Fronius Australia Pty Ltd Fronius Smart Meter WR 100-600V-3 | 13.8 |  |  | Shenzhen BYD Electronics Co Ltd | HVM 13.8 | 1 | Fronius Australia Pty Ltd | Primo GEN24 Plus 4.0 | BYD | 2024-11-27
2023-10-24 | HBS8764 | Shenzhen BYD Electronics Co Ltd HVM 16.6 (x1) w/ Fronius Australia Pty Ltd Primo GEN24 Plus 4.0 Fronius Australia Pty Ltd Fronius Smart Meter WR 100-600V-3 | 16.56 |  |  | Shenzhen BYD Electronics Co Ltd | HVM 16.6 | 1 | Fronius Australia Pty Ltd | Primo GEN24 Plus 4.0 | BYD | 2024-11-27
2023-10-24 | HBS8765 | Shenzhen BYD Electronics Co Ltd HVM 19.3 (x1) w/ Fronius Australia Pty Ltd Primo GEN24 Plus 4.0 Fronius Australia Pty Ltd Fronius Smart Meter WR 100-600V-3 | 19.32 |  |  | Shenzhen BYD Electronics Co Ltd | HVM 19.3 | 1 | Fronius Australia Pty Ltd | Primo GEN24 Plus 4.0 | BYD | 2024-11-27
2023-10-24 | HBS8766 | Shenzhen BYD Electronics Co Ltd HVS 7.7 (x2) w/ Fronius Australia Pty Ltd Primo GEN24 Plus 4.0 Fronius Australia Pty Ltd Fronius Smart Meter WR 100-600V-3 | 15.36 |  |  | Shenzhen BYD Electronics Co Ltd | HVS 7.7 | 2 | Fronius Australia Pty Ltd | Primo GEN24 Plus 4.0 | BYD | 2024-11-27
2023-10-24 | HBS8767 | Shenzhen BYD Electronics Co Ltd HVM 11.0 (x2) w/ Fronius Australia Pty Ltd Primo GEN24 Plus 4.0 Fronius Australia Pty Ltd Fronius Smart Meter WR 100-600V-3 | 22.08 |  |  | Shenzhen BYD Electronics Co Ltd | HVM 11.0 | 2 | Fronius Australia Pty Ltd | Primo GEN24 Plus 4.0 | BYD | 2024-11-27
2023-10-24 | HBS8768 | Shenzhen BYD Electronics Co Ltd HVM 13.8 (x2) w/ Fronius Australia Pty Ltd Primo GEN24 Plus 4.0 Fronius Australia Pty Ltd Fronius Smart Meter WR 100-600V-3 | 27.6 |  |  | Shenzhen BYD Electronics Co Ltd | HVM 13.8 | 2 | Fronius Australia Pty Ltd | Primo GEN24 Plus 4.0 | BYD | 2024-11-27
2023-10-24 | HBS8769 | Shenzhen BYD Electronics Co Ltd HVM 16.6 (x2) w/ Fronius Australia Pty Ltd Primo GEN24 Plus 4.0 Fronius Australia Pty Ltd Fronius Smart Meter WR 100-600V-3 | 33.12 |  |  | Shenzhen BYD Electronics Co Ltd | HVM 16.6 | 2 | Fronius Australia Pty Ltd | Primo GEN24 Plus 4.0 | BYD | 2024-11-27
2023-10-24 | HBS8770 | Shenzhen BYD Electronics Co Ltd HVM 19.3 (x2) w/ Fronius Australia Pty Ltd Primo GEN24 Plus 4.0 Fronius Australia Pty Ltd Fronius Smart Meter WR 100-600V-3 | 38.64 |  |  | Shenzhen BYD Electronics Co Ltd | HVM 19.3 | 2 | Fronius Australia Pty Ltd | Primo GEN24 Plus 4.0 | BYD | 2024-11-27
2023-10-24 | HBS8771 | Shenzhen BYD Electronics Co Ltd HVS 7.7 (x3) w/ Fronius Australia Pty Ltd Primo GEN24 Plus 4.0 Fronius Australia Pty Ltd Fronius Smart Meter WR 100-600V-3 | 23.04 |  |  | Shenzhen BYD Electronics Co Ltd | HVS 7.7 | 3 | Fronius Australia Pty Ltd | Primo GEN24 Plus 4.0 | BYD | 2024-11-27
2023-10-24 | HBS8772 | Shenzhen BYD Electronics Co Ltd HVM 11.0 (x3) w/ Fronius Australia Pty Ltd Primo GEN24 Plus 4.0 Fronius Australia Pty Ltd Fronius Smart Meter WR 100-600V-3 | 33.12 |  |  | Shenzhen BYD Electronics Co Ltd | HVM 11.0 | 3 | Fronius Australia Pty Ltd | Primo GEN24 Plus 4.0 | BYD | 2024-11-27
2023-10-24 | HBS8773 | Shenzhen BYD Electronics Co Ltd HVM 13.8 (x3) w/ Fronius Australia Pty Ltd Primo GEN24 Plus 4.0 Fronius Australia Pty Ltd Fronius Smart Meter WR 100-600V-3 | 41.4 |  |  | Shenzhen BYD Electronics Co Ltd | HVM 13.8 | 3 | Fronius Australia Pty Ltd | Primo GEN24 Plus 4.0 | BYD | 2024-11-27
2023-10-24 | HBS8774 | Shenzhen BYD Electronics Co Ltd HVM 16.6 (x3) w/ Fronius Australia Pty Ltd Primo GEN24 Plus 4.0 Fronius Australia Pty Ltd Fronius Smart Meter WR 100-600V-3 | 49.68 |  |  | Shenzhen BYD Electronics Co Ltd | HVM 16.6 | 3 | Fronius Australia Pty Ltd | Primo GEN24 Plus 4.0 | BYD | 2024-11-27
2023-10-24 | HBS8775 | Shenzhen BYD Electronics Co Ltd HVM 19.3 (x3) w/ Fronius Australia Pty Ltd Primo GEN24 Plus 4.0 Fronius Australia Pty Ltd Fronius Smart Meter WR 100-600V-3 | 57.96 |  |  | Shenzhen BYD Electronics Co Ltd | HVM 19.3 | 3 | Fronius Australia Pty Ltd | Primo GEN24 Plus 4.0 | BYD | 2024-11-27
2023-10-24 | HBS8776 | Shenzhen BYD Electronics Co Ltd HVS 7.7 (x1) w/ Fronius Australia Pty Ltd Primo GEN24 Plus 4.6 Fronius Australia Pty Ltd Fronius Smart Meter 63A-1 / 63A-3 | 7.68 |  |  | Shenzhen BYD Electronics Co Ltd | HVS 7.7 | 1 | Fronius Australia Pty Ltd | Primo GEN24 Plus 4.6 | BYD | 2024-11-27
2023-10-24 | HBS8777 | Shenzhen BYD Electronics Co Ltd HVM 11.0 (x1) w/ Fronius Australia Pty Ltd Primo GEN24 Plus 4.6 Fronius Australia Pty Ltd Fronius Smart Meter 63A-1 / 63A-3 | 11.04 |  |  | Shenzhen BYD Electronics Co Ltd | HVM 11.0 | 1 | Fronius Australia Pty Ltd | Primo GEN24 Plus 4.6 | BYD | 2024-11-27
2023-10-24 | HBS8778 | Shenzhen BYD Electronics Co Ltd HVM 13.8 (x1) w/ Fronius Australia Pty Ltd Primo GEN24 Plus 4.6 Fronius Australia Pty Ltd Fronius Smart Meter 63A-1 / 63A-3 | 13.8 |  |  | Shenzhen BYD Electronics Co Ltd | HVM 13.8 | 1 | Fronius Australia Pty Ltd | Primo GEN24 Plus 4.6 | BYD | 2024-11-27
2023-10-24 | HBS8779 | Shenzhen BYD Electronics Co Ltd HVM 16.6 (x1) w/ Fronius Australia Pty Ltd Primo GEN24 Plus 4.6 Fronius Australia Pty Ltd Fronius Smart Meter 63A-1 / 63A-3 | 16.56 |  |  | Shenzhen BYD Electronics Co Ltd | HVM 16.6 | 1 | Fronius Australia Pty Ltd | Primo GEN24 Plus 4.6 | BYD | 2024-11-27
2023-10-24 | HBS8780 | Shenzhen BYD Electronics Co Ltd HVM 19.3 (x1) w/ Fronius Australia Pty Ltd Primo GEN24 Plus 4.6 Fronius Australia Pty Ltd Fronius Smart Meter 63A-1 / 63A-3 | 19.32 |  |  | Shenzhen BYD Electronics Co Ltd | HVM 19.3 | 1 | Fronius Australia Pty Ltd | Primo GEN24 Plus 4.6 | BYD | 2024-11-27
2023-10-24 | HBS8781 | Shenzhen BYD Electronics Co Ltd HVS 7.7 (x2) w/ Fronius Australia Pty Ltd Primo GEN24 Plus 4.6 Fronius Australia Pty Ltd Fronius Smart Meter 63A-1 / 63A-3 | 7.68 |  |  | Shenzhen BYD Electronics Co Ltd | HVS 7.7 | 2 | Fronius Australia Pty Ltd | Primo GEN24 Plus 4.6 | BYD | 2024-11-27
2023-10-24 | HBS8782 | Shenzhen BYD Electronics Co Ltd HVM 11.0 (x2) w/ Fronius Australia Pty Ltd Primo GEN24 Plus 4.6 Fronius Australia Pty Ltd Fronius Smart Meter 63A-1 / 63A-3 | 11.04 |  |  | Shenzhen BYD Electronics Co Ltd | HVM 11.0 | 2 | Fronius Australia Pty Ltd | Primo GEN24 Plus 4.6 | BYD | 2024-11-27
2023-10-24 | HBS8783 | Shenzhen BYD Electronics Co Ltd HVM 13.8 (x2) w/ Fronius Australia Pty Ltd Primo GEN24 Plus 4.6 Fronius Australia Pty Ltd Fronius Smart Meter 63A-1 / 63A-3 | 13.8 |  |  | Shenzhen BYD Electronics Co Ltd | HVM 13.8 | 2 | Fronius Australia Pty Ltd | Primo GEN24 Plus 4.6 | BYD | 2024-11-27
2023-10-24 | HBS8784 | Shenzhen BYD Electronics Co Ltd HVM 16.6 (x2) w/ Fronius Australia Pty Ltd Primo GEN24 Plus 4.6 Fronius Australia Pty Ltd Fronius Smart Meter 63A-1 / 63A-3 | 16.56 |  |  | Shenzhen BYD Electronics Co Ltd | HVM 16.6 | 2 | Fronius Australia Pty Ltd | Primo GEN24 Plus 4.6 | BYD | 2024-11-27
2023-10-24 | HBS8785 | Shenzhen BYD Electronics Co Ltd HVM 19.3 (x2) w/ Fronius Australia Pty Ltd Primo GEN24 Plus 4.6 Fronius Australia Pty Ltd Fronius Smart Meter 63A-1 / 63A-3 | 19.32 |  |  | Shenzhen BYD Electronics Co Ltd | HVM 19.3 | 2 | Fronius Australia Pty Ltd | Primo GEN24 Plus 4.6 | BYD | 2024-11-27
2023-10-24 | HBS8786 | Shenzhen BYD Electronics Co Ltd HVS 7.7 (x3) w/ Fronius Australia Pty Ltd Primo GEN24 Plus 4.6 Fronius Australia Pty Ltd Fronius Smart Meter 63A-1 / 63A-3 | 23.04 |  |  | Shenzhen BYD Electronics Co Ltd | HVS 7.7 | 3 | Fronius Australia Pty Ltd | Primo GEN24 Plus 4.6 | BYD | 2024-11-27
2023-10-24 | HBS8787 | Shenzhen BYD Electronics Co Ltd HVM 11.0 (x3) w/ Fronius Australia Pty Ltd Primo GEN24 Plus 4.6 Fronius Australia Pty Ltd Fronius Smart Meter 63A-1 / 63A-3 | 33.12 |  |  | Shenzhen BYD Electronics Co Ltd | HVM 11.0 | 3 | Fronius Australia Pty Ltd | Primo GEN24 Plus 4.6 | BYD | 2024-11-27
2023-10-24 | HBS8788 | Shenzhen BYD Electronics Co Ltd HVM 13.8 (x3) w/ Fronius Australia Pty Ltd Primo GEN24 Plus 4.6 Fronius Australia Pty Ltd Fronius Smart Meter 63A-1 / 63A-3 | 41.4 |  |  | Shenzhen BYD Electronics Co Ltd | HVM 13.8 | 3 | Fronius Australia Pty Ltd | Primo GEN24 Plus 4.6 | BYD | 2024-11-27
2023-10-24 | HBS8789 | Shenzhen BYD Electronics Co Ltd HVM 16.6 (x3) w/ Fronius Australia Pty Ltd Primo GEN24 Plus 4.6 Fronius Australia Pty Ltd Fronius Smart Meter 63A-1 / 63A-3 | 49.68 |  |  | Shenzhen BYD Electronics Co Ltd | HVM 16.6 | 3 | Fronius Australia Pty Ltd | Primo GEN24 Plus 4.6 | BYD | 2024-11-27
2023-10-24 | HBS8790 | Shenzhen BYD Electronics Co Ltd HVM 19.3 (x3) w/ Fronius Australia Pty Ltd Primo GEN24 Plus 4.6 Fronius Australia Pty Ltd Fronius Smart Meter 63A-1 / 63A-3 | 57.96 |  |  | Shenzhen BYD Electronics Co Ltd | HVM 19.3 | 3 | Fronius Australia Pty Ltd | Primo GEN24 Plus 4.6 | BYD | 2024-11-27
2023-10-24 | HBS8791 | Shenzhen BYD Electronics Co Ltd HVS 7.7 (x1) w/ Fronius Australia Pty Ltd Primo GEN24 Plus 4.6 Fronius Australia Pty Ltd Fronius Smart Meter WR 100-600V-3 | 7.68 |  |  | Shenzhen BYD Electronics Co Ltd | HVS 7.7 | 1 | Fronius Australia Pty Ltd | Primo GEN24 Plus 4.6 | BYD | 2024-11-27
2023-10-24 | HBS8792 | Shenzhen BYD Electronics Co Ltd HVM 11.0 (x1) w/ Fronius Australia Pty Ltd Primo GEN24 Plus 4.6 Fronius Australia Pty Ltd Fronius Smart Meter WR 100-600V-3 | 11.04 |  |  | Shenzhen BYD Electronics Co Ltd | HVM 11.0 | 1 | Fronius Australia Pty Ltd | Primo GEN24 Plus 4.6 | BYD | 2024-11-27
2023-10-24 | HBS8793 | Shenzhen BYD Electronics Co Ltd HVM 13.8 (x1) w/ Fronius Australia Pty Ltd Primo GEN24 Plus 4.6 Fronius Australia Pty Ltd Fronius Smart Meter WR 100-600V-3 | 13.8 |  |  | Shenzhen BYD Electronics Co Ltd | HVM 13.8 | 1 | Fronius Australia Pty Ltd | Primo GEN24 Plus 4.6 | BYD | 2024-11-27
2023-10-24 | HBS8794 | Shenzhen BYD Electronics Co Ltd HVM 16.6 (x1) w/ Fronius Australia Pty Ltd Primo GEN24 Plus 4.6 Fronius Australia Pty Ltd Fronius Smart Meter WR 100-600V-3 | 16.56 |  |  | Shenzhen BYD Electronics Co Ltd | HVM 16.6 | 1 | Fronius Australia Pty Ltd | Primo GEN24 Plus 4.6 | BYD | 2024-11-27
2023-10-24 | HBS8795 | Shenzhen BYD Electronics Co Ltd HVM 19.3 (x1) w/ Fronius Australia Pty Ltd Primo GEN24 Plus 4.6 Fronius Australia Pty Ltd Fronius Smart Meter WR 100-600V-3 | 19.32 |  |  | Shenzhen BYD Electronics Co Ltd | HVM 19.3 | 1 | Fronius Australia Pty Ltd | Primo GEN24 Plus 4.6 | BYD | 2024-11-27
2023-10-24 | HBS8796 | Shenzhen BYD Electronics Co Ltd HVS 7.7 (x2) w/ Fronius Australia Pty Ltd Primo GEN24 Plus 4.6 Fronius Australia Pty Ltd Fronius Smart Meter WR 100-600V-3 | 15.36 |  |  | Shenzhen BYD Electronics Co Ltd | HVS 7.7 | 2 | Fronius Australia Pty Ltd | Primo GEN24 Plus 4.6 | BYD | 2024-11-27
2023-10-24 | HBS8797 | Shenzhen BYD Electronics Co Ltd HVM 11.0 (x2) w/ Fronius Australia Pty Ltd Primo GEN24 Plus 4.6 Fronius Australia Pty Ltd Fronius Smart Meter WR 100-600V-3 | 22.08 |  |  | Shenzhen BYD Electronics Co Ltd | HVM 11.0 | 2 | Fronius Australia Pty Ltd | Primo GEN24 Plus 4.6 | BYD | 2024-11-27
2023-10-24 | HBS8798 | Shenzhen BYD Electronics Co Ltd HVM 13.8 (x2) w/ Fronius Australia Pty Ltd Primo GEN24 Plus 4.6 Fronius Australia Pty Ltd Fronius Smart Meter WR 100-600V-3 | 27.6 |  |  | Shenzhen BYD Electronics Co Ltd | HVM 13.8 | 2 | Fronius Australia Pty Ltd | Primo GEN24 Plus 4.6 | BYD | 2024-11-27
2023-10-24 | HBS8799 | Shenzhen BYD Electronics Co Ltd HVM 16.6 (x2) w/ Fronius Australia Pty Ltd Primo GEN24 Plus 4.6 Fronius Australia Pty Ltd Fronius Smart Meter WR 100-600V-3 | 33.12 |  |  | Shenzhen BYD Electronics Co Ltd | HVM 16.6 | 2 | Fronius Australia Pty Ltd | Primo GEN24 Plus 4.6 | BYD | 2024-11-27
2023-10-24 | HBS8800 | Shenzhen BYD Electronics Co Ltd HVM 19.3 (x2) w/ Fronius Australia Pty Ltd Primo GEN24 Plus 4.6 Fronius Australia Pty Ltd Fronius Smart Meter WR 100-600V-3 | 38.64 |  |  | Shenzhen BYD Electronics Co Ltd | HVM 19.3 | 2 | Fronius Australia Pty Ltd | Primo GEN24 Plus 4.6 | BYD | 2024-11-27
2023-10-24 | HBS8801 | Shenzhen BYD Electronics Co Ltd HVS 7.7 (x3) w/ Fronius Australia Pty Ltd Primo GEN24 Plus 4.6 Fronius Australia Pty Ltd Fronius Smart Meter WR 100-600V-3 | 23.04 |  |  | Shenzhen BYD Electronics Co Ltd | HVS 7.7 | 3 | Fronius Australia Pty Ltd | Primo GEN24 Plus 4.6 | BYD | 2024-11-27
2023-10-24 | HBS8802 | Shenzhen BYD Electronics Co Ltd HVM 11.0 (x3) w/ Fronius Australia Pty Ltd Primo GEN24 Plus 4.6 Fronius Australia Pty Ltd Fronius Smart Meter WR 100-600V-3 | 33.12 |  |  | Shenzhen BYD Electronics Co Ltd | HVM 11.0 | 3 | Fronius Australia Pty Ltd | Primo GEN24 Plus 4.6 | BYD | 2024-11-27
2023-10-24 | HBS8803 | Shenzhen BYD Electronics Co Ltd HVM 13.8 (x3) w/ Fronius Australia Pty Ltd Primo GEN24 Plus 4.6 Fronius Australia Pty Ltd Fronius Smart Meter WR 100-600V-3 | 41.4 |  |  | Shenzhen BYD Electronics Co Ltd | HVM 13.8 | 3 | Fronius Australia Pty Ltd | Primo GEN24 Plus 4.6 | BYD | 2024-11-27
2023-10-24 | HBS8804 | Shenzhen BYD Electronics Co Ltd HVM 16.6 (x3) w/ Fronius Australia Pty Ltd Primo GEN24 Plus 4.6 Fronius Australia Pty Ltd Fronius Smart Meter WR 100-600V-3 | 49.68 |  |  | Shenzhen BYD Electronics Co Ltd | HVM 16.6 | 3 | Fronius Australia Pty Ltd | Primo GEN24 Plus 4.6 | BYD | 2024-11-27
2023-10-24 | HBS8805 | Shenzhen BYD Electronics Co Ltd HVM 19.3 (x3) w/ Fronius Australia Pty Ltd Primo GEN24 Plus 4.6 Fronius Australia Pty Ltd Fronius Smart Meter WR 100-600V-3 | 57.96 |  |  | Shenzhen BYD Electronics Co Ltd | HVM 19.3 | 3 | Fronius Australia Pty Ltd | Primo GEN24 Plus 4.6 | BYD | 2024-11-27
2023-10-24 | HBS8806 | Shenzhen BYD Electronics Co Ltd HVS 7.7 (x1) w/ Fronius Australia Pty Ltd Primo GEN24 Plus 5.0 Fronius Australia Pty Ltd Fronius Smart Meter 63A-1 / 63A-3 | 7.68 |  |  | Shenzhen BYD Electronics Co Ltd | HVS 7.7 | 1 | Fronius Australia Pty Ltd | Primo GEN24 Plus 5.0 | BYD | 2024-11-27
2023-10-24 | HBS8807 | Shenzhen BYD Electronics Co Ltd HVM 11.0 (x1) w/ Fronius Australia Pty Ltd Primo GEN24 Plus 5.0 Fronius Australia Pty Ltd Fronius Smart Meter 63A-1 / 63A-3 | 11.04 |  |  | Shenzhen BYD Electronics Co Ltd | HVM 11.0 | 1 | Fronius Australia Pty Ltd | Primo GEN24 Plus 5.0 | BYD | 2024-11-27
2023-10-24 | HBS8808 | Shenzhen BYD Electronics Co Ltd HVM 13.8 (x1) w/ Fronius Australia Pty Ltd Primo GEN24 Plus 5.0 Fronius Australia Pty Ltd Fronius Smart Meter 63A-1 / 63A-3 | 13.8 |  |  | Shenzhen BYD Electronics Co Ltd | HVM 13.8 | 1 | Fronius Australia Pty Ltd | Primo GEN24 Plus 5.0 | BYD | 2024-11-27
2023-10-24 | HBS8809 | Shenzhen BYD Electronics Co Ltd HVM 16.6 (x1) w/ Fronius Australia Pty Ltd Primo GEN24 Plus 5.0 Fronius Australia Pty Ltd Fronius Smart Meter 63A-1 / 63A-3 | 16.56 |  |  | Shenzhen BYD Electronics Co Ltd | HVM 16.6 | 1 | Fronius Australia Pty Ltd | Primo GEN24 Plus 5.0 | BYD | 2024-11-27
2023-10-24 | HBS8810 | Shenzhen BYD Electronics Co Ltd HVM 19.3 (x1) w/ Fronius Australia Pty Ltd Primo GEN24 Plus 5.0 Fronius Australia Pty Ltd Fronius Smart Meter 63A-1 / 63A-3 | 19.32 |  |  | Shenzhen BYD Electronics Co Ltd | HVM 19.3 | 1 | Fronius Australia Pty Ltd | Primo GEN24 Plus 5.0 | BYD | 2024-11-27
2023-10-24 | HBS8811 | Shenzhen BYD Electronics Co Ltd HVS 7.7 (x2) w/ Fronius Australia Pty Ltd Primo GEN24 Plus 5.0 Fronius Australia Pty Ltd Fronius Smart Meter 63A-1 / 63A-3 | 7.68 |  |  | Shenzhen BYD Electronics Co Ltd | HVS 7.7 | 2 | Fronius Australia Pty Ltd | Primo GEN24 Plus 5.0 | BYD | 2024-11-27
2023-10-24 | HBS8812 | Shenzhen BYD Electronics Co Ltd HVM 11.0 (x2) w/ Fronius Australia Pty Ltd Primo GEN24 Plus 5.0 Fronius Australia Pty Ltd Fronius Smart Meter 63A-1 / 63A-3 | 11.04 |  |  | Shenzhen BYD Electronics Co Ltd | HVM 11.0 | 2 | Fronius Australia Pty Ltd | Primo GEN24 Plus 5.0 | BYD | 2024-11-27
2023-10-24 | HBS8813 | Shenzhen BYD Electronics Co Ltd HVM 13.8 (x2) w/ Fronius Australia Pty Ltd Primo GEN24 Plus 5.0 Fronius Australia Pty Ltd Fronius Smart Meter 63A-1 / 63A-3 | 13.8 |  |  | Shenzhen BYD Electronics Co Ltd | HVM 13.8 | 2 | Fronius Australia Pty Ltd | Primo GEN24 Plus 5.0 | BYD | 2024-11-27
2023-10-24 | HBS8814 | Shenzhen BYD Electronics Co Ltd HVM 16.6 (x2) w/ Fronius Australia Pty Ltd Primo GEN24 Plus 5.0 Fronius Australia Pty Ltd Fronius Smart Meter 63A-1 / 63A-3 | 16.56 |  |  | Shenzhen BYD Electronics Co Ltd | HVM 16.6 | 2 | Fronius Australia Pty Ltd | Primo GEN24 Plus 5.0 | BYD | 2024-11-27
2023-10-24 | HBS8815 | Shenzhen BYD Electronics Co Ltd HVM 19.3 (x2) w/ Fronius Australia Pty Ltd Primo GEN24 Plus 5.0 Fronius Australia Pty Ltd Fronius Smart Meter 63A-1 / 63A-3 | 19.32 |  |  | Shenzhen BYD Electronics Co Ltd | HVM 19.3 | 2 | Fronius Australia Pty Ltd | Primo GEN24 Plus 5.0 | BYD | 2024-11-27
2023-10-24 | HBS8816 | Shenzhen BYD Electronics Co Ltd HVS 7.7 (x3) w/ Fronius Australia Pty Ltd Primo GEN24 Plus 5.0 Fronius Australia Pty Ltd Fronius Smart Meter 63A-1 / 63A-3 | 23.04 |  |  | Shenzhen BYD Electronics Co Ltd | HVS 7.7 | 3 | Fronius Australia Pty Ltd | Primo GEN24 Plus 5.0 | BYD | 2024-11-27
2023-10-24 | HBS8817 | Shenzhen BYD Electronics Co Ltd HVM 11.0 (x3) w/ Fronius Australia Pty Ltd Primo GEN24 Plus 5.0 Fronius Australia Pty Ltd Fronius Smart Meter 63A-1 / 63A-3 | 33.12 |  |  | Shenzhen BYD Electronics Co Ltd | HVM 11.0 | 3 | Fronius Australia Pty Ltd | Primo GEN24 Plus 5.0 | BYD | 2024-11-27
2023-10-24 | HBS8818 | Shenzhen BYD Electronics Co Ltd HVM 13.8 (x3) w/ Fronius Australia Pty Ltd Primo GEN24 Plus 5.0 Fronius Australia Pty Ltd Fronius Smart Meter 63A-1 / 63A-3 | 41.4 |  |  | Shenzhen BYD Electronics Co Ltd | HVM 13.8 | 3 | Fronius Australia Pty Ltd | Primo GEN24 Plus 5.0 | BYD | 2024-11-27
2023-10-24 | HBS8819 | Shenzhen BYD Electronics Co Ltd HVM 16.6 (x3) w/ Fronius Australia Pty Ltd Primo GEN24 Plus 5.0 Fronius Australia Pty Ltd Fronius Smart Meter 63A-1 / 63A-3 | 49.68 |  |  | Shenzhen BYD Electronics Co Ltd | HVM 16.6 | 3 | Fronius Australia Pty Ltd | Primo GEN24 Plus 5.0 | BYD | 2024-11-27
2023-10-24 | HBS8820 | Shenzhen BYD Electronics Co Ltd HVM 19.3 (x3) w/ Fronius Australia Pty Ltd Primo GEN24 Plus 5.0 Fronius Australia Pty Ltd Fronius Smart Meter 63A-1 / 63A-3 | 57.96 |  |  | Shenzhen BYD Electronics Co Ltd | HVM 19.3 | 3 | Fronius Australia Pty Ltd | Primo GEN24 Plus 5.0 | BYD | 2024-11-27
2023-10-24 | HBS8821 | Shenzhen BYD Electronics Co Ltd HVS 7.7 (x1) w/ Fronius Australia Pty Ltd Primo GEN24 Plus 5.0 Fronius Australia Pty Ltd Fronius Smart Meter WR 100-600V-3 | 7.68 |  |  | Shenzhen BYD Electronics Co Ltd | HVS 7.7 | 1 | Fronius Australia Pty Ltd | Primo GEN24 Plus 5.0 | BYD | 2024-11-27
2023-10-24 | HBS8822 | Shenzhen BYD Electronics Co Ltd HVM 11.0 (x1) w/ Fronius Australia Pty Ltd Primo GEN24 Plus 5.0 Fronius Australia Pty Ltd Fronius Smart Meter WR 100-600V-3 | 11.04 |  |  | Shenzhen BYD Electronics Co Ltd | HVM 11.0 | 1 | Fronius Australia Pty Ltd | Primo GEN24 Plus 5.0 | BYD | 2024-11-27
2023-10-24 | HBS8823 | Shenzhen BYD Electronics Co Ltd HVM 13.8 (x1) w/ Fronius Australia Pty Ltd Primo GEN24 Plus 5.0 Fronius Australia Pty Ltd Fronius Smart Meter WR 100-600V-3 | 13.8 |  |  | Shenzhen BYD Electronics Co Ltd | HVM 13.8 | 1 | Fronius Australia Pty Ltd | Primo GEN24 Plus 5.0 | BYD | 2024-11-27
2023-10-24 | HBS8824 | Shenzhen BYD Electronics Co Ltd HVM 16.6 (x1) w/ Fronius Australia Pty Ltd Primo GEN24 Plus 5.0 Fronius Australia Pty Ltd Fronius Smart Meter WR 100-600V-3 | 16.56 |  |  | Shenzhen BYD Electronics Co Ltd | HVM 16.6 | 1 | Fronius Australia Pty Ltd | Primo GEN24 Plus 5.0 | BYD | 2024-11-27
2023-10-24 | HBS8825 | Shenzhen BYD Electronics Co Ltd HVM 19.3 (x1) w/ Fronius Australia Pty Ltd Primo GEN24 Plus 5.0 Fronius Australia Pty Ltd Fronius Smart Meter WR 100-600V-3 | 19.32 |  |  | Shenzhen BYD Electronics Co Ltd | HVM 19.3 | 1 | Fronius Australia Pty Ltd | Primo GEN24 Plus 5.0 | BYD | 2024-11-27
2023-10-24 | HBS8826 | Shenzhen BYD Electronics Co Ltd HVS 7.7 (x2) w/ Fronius Australia Pty Ltd Primo GEN24 Plus 5.0 Fronius Australia Pty Ltd Fronius Smart Meter WR 100-600V-3 | 15.36 |  |  | Shenzhen BYD Electronics Co Ltd | HVS 7.7 | 2 | Fronius Australia Pty Ltd | Primo GEN24 Plus 5.0 | BYD | 2024-11-27
2023-10-24 | HBS8827 | Shenzhen BYD Electronics Co Ltd HVM 11.0 (x2) w/ Fronius Australia Pty Ltd Primo GEN24 Plus 5.0 Fronius Australia Pty Ltd Fronius Smart Meter WR 100-600V-3 | 22.08 |  |  | Shenzhen BYD Electronics Co Ltd | HVM 11.0 | 2 | Fronius Australia Pty Ltd | Primo GEN24 Plus 5.0 | BYD | 2024-11-27
2023-10-24 | HBS8828 | Shenzhen BYD Electronics Co Ltd HVM 13.8 (x2) w/ Fronius Australia Pty Ltd Primo GEN24 Plus 5.0 Fronius Australia Pty Ltd Fronius Smart Meter WR 100-600V-3 | 27.6 |  |  | Shenzhen BYD Electronics Co Ltd | HVM 13.8 | 2 | Fronius Australia Pty Ltd | Primo GEN24 Plus 5.0 | BYD | 2024-11-27
2023-10-24 | HBS8829 | Shenzhen BYD Electronics Co Ltd HVM 16.6 (x2) w/ Fronius Australia Pty Ltd Primo GEN24 Plus 5.0 Fronius Australia Pty Ltd Fronius Smart Meter WR 100-600V-3 | 33.12 |  |  | Shenzhen BYD Electronics Co Ltd | HVM 16.6 | 2 | Fronius Australia Pty Ltd | Primo GEN24 Plus 5.0 | BYD | 2024-11-27
2023-10-24 | HBS8830 | Shenzhen BYD Electronics Co Ltd HVM 19.3 (x2) w/ Fronius Australia Pty Ltd Primo GEN24 Plus 5.0 Fronius Australia Pty Ltd Fronius Smart Meter WR 100-600V-3 | 38.64 |  |  | Shenzhen BYD Electronics Co Ltd | HVM 19.3 | 2 | Fronius Australia Pty Ltd | Primo GEN24 Plus 5.0 | BYD | 2024-11-27
2023-10-24 | HBS8831 | Shenzhen BYD Electronics Co Ltd HVS 7.7 (x3) w/ Fronius Australia Pty Ltd Primo GEN24 Plus 5.0 Fronius Australia Pty Ltd Fronius Smart Meter WR 100-600V-3 | 23.04 |  |  | Shenzhen BYD Electronics Co Ltd | HVS 7.7 | 3 | Fronius Australia Pty Ltd | Primo GEN24 Plus 5.0 | BYD | 2024-11-27
2023-10-24 | HBS8832 | Shenzhen BYD Electronics Co Ltd HVM 11.0 (x3) w/ Fronius Australia Pty Ltd Primo GEN24 Plus 5.0 Fronius Australia Pty Ltd Fronius Smart Meter WR 100-600V-3 | 33.12 |  |  | Shenzhen BYD Electronics Co Ltd | HVM 11.0 | 3 | Fronius Australia Pty Ltd | Primo GEN24 Plus 5.0 | BYD | 2024-11-27
2023-10-24 | HBS8833 | Shenzhen BYD Electronics Co Ltd HVM 13.8 (x3) w/ Fronius Australia Pty Ltd Primo GEN24 Plus 5.0 Fronius Australia Pty Ltd Fronius Smart Meter WR 100-600V-3 | 41.4 |  |  | Shenzhen BYD Electronics Co Ltd | HVM 13.8 | 3 | Fronius Australia Pty Ltd | Primo GEN24 Plus 5.0 | BYD | 2024-11-27
2023-10-24 | HBS8834 | Shenzhen BYD Electronics Co Ltd HVM 16.6 (x3) w/ Fronius Australia Pty Ltd Primo GEN24 Plus 5.0 Fronius Australia Pty Ltd Fronius Smart Meter WR 100-600V-3 | 49.68 |  |  | Shenzhen BYD Electronics Co Ltd | HVM 16.6 | 3 | Fronius Australia Pty Ltd | Primo GEN24 Plus 5.0 | BYD | 2024-11-27
2023-10-24 | HBS8835 | Shenzhen BYD Electronics Co Ltd HVM 19.3 (x3) w/ Fronius Australia Pty Ltd Primo GEN24 Plus 5.0 Fronius Australia Pty Ltd Fronius Smart Meter WR 100-600V-3 | 57.96 |  |  | Shenzhen BYD Electronics Co Ltd | HVM 19.3 | 3 | Fronius Australia Pty Ltd | Primo GEN24 Plus 5.0 | BYD | 2024-11-27
2023-10-24 | HBS8836 | Shenzhen BYD Electronics Co Ltd HVS 7.7 (x1) w/ Fronius Australia Pty Ltd Primo GEN24 Plus 6.0 Fronius Australia Pty Ltd Fronius Smart Meter 63A-1 / 63A-3 | 7.68 |  |  | Shenzhen BYD Electronics Co Ltd | HVS 7.7 | 1 | Fronius Australia Pty Ltd | Primo GEN24 Plus 6.0 | BYD | 2024-11-27
2023-10-24 | HBS8837 | Shenzhen BYD Electronics Co Ltd HVM 11.0 (x1) w/ Fronius Australia Pty Ltd Primo GEN24 Plus 6.0 Fronius Australia Pty Ltd Fronius Smart Meter 63A-1 / 63A-3 | 11.04 |  |  | Shenzhen BYD Electronics Co Ltd | HVM 11.0 | 1 | Fronius Australia Pty Ltd | Primo GEN24 Plus 6.0 | BYD | 2024-11-27
2023-10-24 | HBS8838 | Shenzhen BYD Electronics Co Ltd HVM 13.8 (x1) w/ Fronius Australia Pty Ltd Primo GEN24 Plus 6.0 Fronius Australia Pty Ltd Fronius Smart Meter 63A-1 / 63A-3 | 13.8 |  |  | Shenzhen BYD Electronics Co Ltd | HVM 13.8 | 1 | Fronius Australia Pty Ltd | Primo GEN24 Plus 6.0 | BYD | 2024-11-27
2023-10-24 | HBS8839 | Shenzhen BYD Electronics Co Ltd HVM 16.6 (x1) w/ Fronius Australia Pty Ltd Primo GEN24 Plus 6.0 Fronius Australia Pty Ltd Fronius Smart Meter 63A-1 / 63A-3 | 16.56 |  |  | Shenzhen BYD Electronics Co Ltd | HVM 16.6 | 1 | Fronius Australia Pty Ltd | Primo GEN24 Plus 6.0 | BYD | 2024-11-27
2023-10-24 | HBS8840 | Shenzhen BYD Electronics Co Ltd HVM 19.3 (x1) w/ Fronius Australia Pty Ltd Primo GEN24 Plus 6.0 Fronius Australia Pty Ltd Fronius Smart Meter 63A-1 / 63A-3 | 19.32 |  |  | Shenzhen BYD Electronics Co Ltd | HVM 19.3 | 1 | Fronius Australia Pty Ltd | Primo GEN24 Plus 6.0 | BYD | 2024-11-27
2023-10-24 | HBS8841 | Shenzhen BYD Electronics Co Ltd HVS 7.7 (x2) w/ Fronius Australia Pty Ltd Primo GEN24 Plus 6.0 Fronius Australia Pty Ltd Fronius Smart Meter 63A-1 / 63A-3 | 7.68 |  |  | Shenzhen BYD Electronics Co Ltd | HVS 7.7 | 2 | Fronius Australia Pty Ltd | Primo GEN24 Plus 6.0 | BYD | 2024-11-27
2023-10-24 | HBS8842 | Shenzhen BYD Electronics Co Ltd HVM 11.0 (x2) w/ Fronius Australia Pty Ltd Primo GEN24 Plus 6.0 Fronius Australia Pty Ltd Fronius Smart Meter 63A-1 / 63A-3 | 11.04 |  |  | Shenzhen BYD Electronics Co Ltd | HVM 11.0 | 2 | Fronius Australia Pty Ltd | Primo GEN24 Plus 6.0 | BYD | 2024-11-27
2023-10-24 | HBS8843 | Shenzhen BYD Electronics Co Ltd HVM 13.8 (x2) w/ Fronius Australia Pty Ltd Primo GEN24 Plus 6.0 Fronius Australia Pty Ltd Fronius Smart Meter 63A-1 / 63A-3 | 13.8 |  |  | Shenzhen BYD Electronics Co Ltd | HVM 13.8 | 2 | Fronius Australia Pty Ltd | Primo GEN24 Plus 6.0 | BYD | 2024-11-27
2023-10-24 | HBS8844 | Shenzhen BYD Electronics Co Ltd HVM 16.6 (x2) w/ Fronius Australia Pty Ltd Primo GEN24 Plus 6.0 Fronius Australia Pty Ltd Fronius Smart Meter 63A-1 / 63A-3 | 16.56 |  |  | Shenzhen BYD Electronics Co Ltd | HVM 16.6 | 2 | Fronius Australia Pty Ltd | Primo GEN24 Plus 6.0 | BYD | 2024-11-27
2023-10-24 | HBS8845 | Shenzhen BYD Electronics Co Ltd HVM 19.3 (x2) w/ Fronius Australia Pty Ltd Primo GEN24 Plus 6.0 Fronius Australia Pty Ltd Fronius Smart Meter 63A-1 / 63A-3 | 19.32 |  |  | Shenzhen BYD Electronics Co Ltd | HVM 19.3 | 2 | Fronius Australia Pty Ltd | Primo GEN24 Plus 6.0 | BYD | 2024-11-27
2023-10-24 | HBS8846 | Shenzhen BYD Electronics Co Ltd HVS 7.7 (x3) w/ Fronius Australia Pty Ltd Primo GEN24 Plus 6.0 Fronius Australia Pty Ltd Fronius Smart Meter 63A-1 / 63A-3 | 23.04 |  |  | Shenzhen BYD Electronics Co Ltd | HVS 7.7 | 3 | Fronius Australia Pty Ltd | Primo GEN24 Plus 6.0 | BYD | 2024-11-27
2023-10-24 | HBS8847 | Shenzhen BYD Electronics Co Ltd HVM 11.0 (x3) w/ Fronius Australia Pty Ltd Primo GEN24 Plus 6.0 Fronius Australia Pty Ltd Fronius Smart Meter 63A-1 / 63A-3 | 33.12 |  |  | Shenzhen BYD Electronics Co Ltd | HVM 11.0 | 3 | Fronius Australia Pty Ltd | Primo GEN24 Plus 6.0 | BYD | 2024-11-27
2023-10-24 | HBS8848 | Shenzhen BYD Electronics Co Ltd HVM 13.8 (x3) w/ Fronius Australia Pty Ltd Primo GEN24 Plus 6.0 Fronius Australia Pty Ltd Fronius Smart Meter 63A-1 / 63A-3 | 41.4 |  |  | Shenzhen BYD Electronics Co Ltd | HVM 13.8 | 3 | Fronius Australia Pty Ltd | Primo GEN24 Plus 6.0 | BYD | 2024-11-27
2023-10-24 | HBS8849 | Shenzhen BYD Electronics Co Ltd HVM 16.6 (x3) w/ Fronius Australia Pty Ltd Primo GEN24 Plus 6.0 Fronius Australia Pty Ltd Fronius Smart Meter 63A-1 / 63A-3 | 49.68 |  |  | Shenzhen BYD Electronics Co Ltd | HVM 16.6 | 3 | Fronius Australia Pty Ltd | Primo GEN24 Plus 6.0 | BYD | 2024-11-27
2023-10-24 | HBS8850 | Shenzhen BYD Electronics Co Ltd HVM 19.3 (x3) w/ Fronius Australia Pty Ltd Primo GEN24 Plus 6.0 Fronius Australia Pty Ltd Fronius Smart Meter 63A-1 / 63A-3 | 57.96 |  |  | Shenzhen BYD Electronics Co Ltd | HVM 19.3 | 3 | Fronius Australia Pty Ltd | Primo GEN24 Plus 6.0 | BYD | 2024-11-27
2023-10-24 | HBS8851 | Shenzhen BYD Electronics Co Ltd HVS 7.7 (x1) w/ Fronius Australia Pty Ltd Primo GEN24 Plus 6.0 Fronius Australia Pty Ltd Fronius Smart Meter WR 100-600V-3 | 7.68 |  |  | Shenzhen BYD Electronics Co Ltd | HVS 7.7 | 1 | Fronius Australia Pty Ltd | Primo GEN24 Plus 6.0 | BYD | 2024-11-27
2023-10-24 | HBS8852 | Shenzhen BYD Electronics Co Ltd HVM 11.0 (x1) w/ Fronius Australia Pty Ltd Primo GEN24 Plus 6.0 Fronius Australia Pty Ltd Fronius Smart Meter WR 100-600V-3 | 11.04 |  |  | Shenzhen BYD Electronics Co Ltd | HVM 11.0 | 1 | Fronius Australia Pty Ltd | Primo GEN24 Plus 6.0 | BYD | 2024-11-27
2023-10-24 | HBS8853 | Shenzhen BYD Electronics Co Ltd HVM 13.8 (x1) w/ Fronius Australia Pty Ltd Primo GEN24 Plus 6.0 Fronius Australia Pty Ltd Fronius Smart Meter WR 100-600V-3 | 13.8 |  |  | Shenzhen BYD Electronics Co Ltd | HVM 13.8 | 1 | Fronius Australia Pty Ltd | Primo GEN24 Plus 6.0 | BYD | 2024-11-27
2023-10-24 | HBS8854 | Shenzhen BYD Electronics Co Ltd HVM 16.6 (x1) w/ Fronius Australia Pty Ltd Primo GEN24 Plus 6.0 Fronius Australia Pty Ltd Fronius Smart Meter WR 100-600V-3 | 16.56 |  |  | Shenzhen BYD Electronics Co Ltd | HVM 16.6 | 1 | Fronius Australia Pty Ltd | Primo GEN24 Plus 6.0 | BYD | 2024-11-27
2023-10-24 | HBS8855 | Shenzhen BYD Electronics Co Ltd HVM 19.3 (x1) w/ Fronius Australia Pty Ltd Primo GEN24 Plus 6.0 Fronius Australia Pty Ltd Fronius Smart Meter WR 100-600V-3 | 19.32 |  |  | Shenzhen BYD Electronics Co Ltd | HVM 19.3 | 1 | Fronius Australia Pty Ltd | Primo GEN24 Plus 6.0 | BYD | 2024-11-27
2023-10-24 | HBS8856 | Shenzhen BYD Electronics Co Ltd HVS 7.7 (x2) w/ Fronius Australia Pty Ltd Primo GEN24 Plus 6.0 Fronius Australia Pty Ltd Fronius Smart Meter WR 100-600V-3 | 15.36 |  |  | Shenzhen BYD Electronics Co Ltd | HVS 7.7 | 2 | Fronius Australia Pty Ltd | Primo GEN24 Plus 6.0 | BYD | 2024-11-27
2023-10-24 | HBS8857 | Shenzhen BYD Electronics Co Ltd HVM 11.0 (x2) w/ Fronius Australia Pty Ltd Primo GEN24 Plus 6.0 Fronius Australia Pty Ltd Fronius Smart Meter WR 100-600V-3 | 22.08 |  |  | Shenzhen BYD Electronics Co Ltd | HVM 11.0 | 2 | Fronius Australia Pty Ltd | Primo GEN24 Plus 6.0 | BYD | 2024-11-27
2023-10-24 | HBS8858 | Shenzhen BYD Electronics Co Ltd HVM 13.8 (x2) w/ Fronius Australia Pty Ltd Primo GEN24 Plus 6.0 Fronius Australia Pty Ltd Fronius Smart Meter WR 100-600V-3 | 27.6 |  |  | Shenzhen BYD Electronics Co Ltd | HVM 13.8 | 2 | Fronius Australia Pty Ltd | Primo GEN24 Plus 6.0 | BYD | 2024-11-27
2023-10-24 | HBS8859 | Shenzhen BYD Electronics Co Ltd HVM 16.6 (x2) w/ Fronius Australia Pty Ltd Primo GEN24 Plus 6.0 Fronius Australia Pty Ltd Fronius Smart Meter WR 100-600V-3 | 33.12 |  |  | Shenzhen BYD Electronics Co Ltd | HVM 16.6 | 2 | Fronius Australia Pty Ltd | Primo GEN24 Plus 6.0 | BYD | 2024-11-27
2023-10-24 | HBS8860 | Shenzhen BYD Electronics Co Ltd HVM 19.3 (x2) w/ Fronius Australia Pty Ltd Primo GEN24 Plus 6.0 Fronius Australia Pty Ltd Fronius Smart Meter WR 100-600V-3 | 38.64 |  |  | Shenzhen BYD Electronics Co Ltd | HVM 19.3 | 2 | Fronius Australia Pty Ltd | Primo GEN24 Plus 6.0 | BYD | 2024-11-27
2023-10-24 | HBS8861 | Shenzhen BYD Electronics Co Ltd HVS 7.7 (x3) w/ Fronius Australia Pty Ltd Primo GEN24 Plus 6.0 Fronius Australia Pty Ltd Fronius Smart Meter WR 100-600V-3 | 23.04 |  |  | Shenzhen BYD Electronics Co Ltd | HVS 7.7 | 3 | Fronius Australia Pty Ltd | Primo GEN24 Plus 6.0 | BYD | 2024-11-27
2023-10-24 | HBS8862 | Shenzhen BYD Electronics Co Ltd HVM 11.0 (x3) w/ Fronius Australia Pty Ltd Primo GEN24 Plus 6.0 Fronius Australia Pty Ltd Fronius Smart Meter WR 100-600V-3 | 33.12 |  |  | Shenzhen BYD Electronics Co Ltd | HVM 11.0 | 3 | Fronius Australia Pty Ltd | Primo GEN24 Plus 6.0 | BYD | 2024-11-27
2023-10-24 | HBS8863 | Shenzhen BYD Electronics Co Ltd HVM 13.8 (x3) w/ Fronius Australia Pty Ltd Primo GEN24 Plus 6.0 Fronius Australia Pty Ltd Fronius Smart Meter WR 100-600V-3 | 41.4 |  |  | Shenzhen BYD Electronics Co Ltd | HVM 13.8 | 3 | Fronius Australia Pty Ltd | Primo GEN24 Plus 6.0 | BYD | 2024-11-27
2023-10-24 | HBS8864 | Shenzhen BYD Electronics Co Ltd HVM 16.6 (x3) w/ Fronius Australia Pty Ltd Primo GEN24 Plus 6.0 Fronius Australia Pty Ltd Fronius Smart Meter WR 100-600V-3 | 49.68 |  |  | Shenzhen BYD Electronics Co Ltd | HVM 16.6 | 3 | Fronius Australia Pty Ltd | Primo GEN24 Plus 6.0 | BYD | 2024-11-27
2023-10-24 | HBS8865 | Shenzhen BYD Electronics Co Ltd HVM 19.3 (x3) w/ Fronius Australia Pty Ltd Primo GEN24 Plus 6.0 Fronius Australia Pty Ltd Fronius Smart Meter WR 100-600V-3 | 57.96 |  |  | Shenzhen BYD Electronics Co Ltd | HVM 19.3 | 3 | Fronius Australia Pty Ltd | Primo GEN24 Plus 6.0 | BYD | 2024-11-27
2023-10-24 | HBS8866 | Shenzhen BYD Electronics Co Ltd HVS 7.7 (x1) w/ Fronius Australia Pty Ltd Symo GEN24 Plus 3.0 Fronius Australia Pty Ltd Fronius Smart Meter 63A-1 / 63A-3 | 7.68 |  |  | Shenzhen BYD Electronics Co Ltd | HVS 7.7 | 1 | Fronius Australia Pty Ltd | Symo GEN24 Plus 3.0 | BYD | 2024-12-03
2023-10-24 | HBS8867 | Shenzhen BYD Electronics Co Ltd HVS 10.2 (x1) w/ Fronius Australia Pty Ltd Symo GEN24 Plus 3.0 Fronius Australia Pty Ltd Fronius Smart Meter 63A-1 / 63A-3 | 10.24 |  |  | Shenzhen BYD Electronics Co Ltd | HVS 10.2 | 1 | Fronius Australia Pty Ltd | Symo GEN24 Plus 3.0 | BYD | 2024-12-03
2023-10-24 | HBS8868 | Shenzhen BYD Electronics Co Ltd HVM 11.0 (x1) w/ Fronius Australia Pty Ltd Symo GEN24 Plus 3.0 Fronius Australia Pty Ltd Fronius Smart Meter 63A-1 / 63A-3 | 11.04 |  |  | Shenzhen BYD Electronics Co Ltd | HVM 11.0 | 1 | Fronius Australia Pty Ltd | Symo GEN24 Plus 3.0 | BYD | 2024-12-03
2023-10-24 | HBS8869 | Shenzhen BYD Electronics Co Ltd HVM 13.8 (x1) w/ Fronius Australia Pty Ltd Symo GEN24 Plus 3.0 Fronius Australia Pty Ltd Fronius Smart Meter 63A-1 / 63A-3 | 13.8 |  |  | Shenzhen BYD Electronics Co Ltd | HVM 13.8 | 1 | Fronius Australia Pty Ltd | Symo GEN24 Plus 3.0 | BYD | 2024-12-03
2023-10-24 | HBS8870 | Shenzhen BYD Electronics Co Ltd HVM 16.6 (x1) w/ Fronius Australia Pty Ltd Symo GEN24 Plus 3.0 Fronius Australia Pty Ltd Fronius Smart Meter 63A-1 / 63A-3 | 16.56 |  |  | Shenzhen BYD Electronics Co Ltd | HVM 16.6 | 1 | Fronius Australia Pty Ltd | Symo GEN24 Plus 3.0 | BYD | 2024-12-03
2023-10-24 | HBS8871 | Shenzhen BYD Electronics Co Ltd HVM 19.3 (x1) w/ Fronius Australia Pty Ltd Symo GEN24 Plus 3.0 Fronius Australia Pty Ltd Fronius Smart Meter 63A-1 / 63A-3 | 19.32 |  |  | Shenzhen BYD Electronics Co Ltd | HVM 19.3 | 1 | Fronius Australia Pty Ltd | Symo GEN24 Plus 3.0 | BYD | 2024-12-03
2023-10-24 | HBS8872 | Shenzhen BYD Electronics Co Ltd HVM 22.1 (x1) w/ Fronius Australia Pty Ltd Symo GEN24 Plus 3.0 Fronius Australia Pty Ltd Fronius Smart Meter 63A-1 / 63A-3 | 22.08 |  |  | Shenzhen BYD Electronics Co Ltd | HVM 22.1 | 1 | Fronius Australia Pty Ltd | Symo GEN24 Plus 3.0 | BYD | 2024-12-03
2023-10-24 | HBS8873 | Shenzhen BYD Electronics Co Ltd HVS 7.7 (x2) w/ Fronius Australia Pty Ltd Symo GEN24 Plus 3.0 Fronius Australia Pty Ltd Fronius Smart Meter 63A-1 / 63A-3 | 15.36 |  |  | Shenzhen BYD Electronics Co Ltd | HVS 7.7 | 2 | Fronius Australia Pty Ltd | Symo GEN24 Plus 3.0 | BYD | 2024-12-03
2023-10-24 | HBS8874 | Shenzhen BYD Electronics Co Ltd HVS 10.2 (x2) w/ Fronius Australia Pty Ltd Symo GEN24 Plus 3.0 Fronius Australia Pty Ltd Fronius Smart Meter 63A-1 / 63A-3 | 20.48 |  |  | Shenzhen BYD Electronics Co Ltd | HVS 10.2 | 2 | Fronius Australia Pty Ltd | Symo GEN24 Plus 3.0 | BYD | 2024-12-03
2023-10-24 | HBS8875 | Shenzhen BYD Electronics Co Ltd HVM 11.0 (x2) w/ Fronius Australia Pty Ltd Symo GEN24 Plus 3.0 Fronius Australia Pty Ltd Fronius Smart Meter 63A-1 / 63A-3 | 22.08 |  |  | Shenzhen BYD Electronics Co Ltd | HVM 11.0 | 2 | Fronius Australia Pty Ltd | Symo GEN24 Plus 3.0 | BYD | 2024-12-03
2023-10-24 | HBS8876 | Shenzhen BYD Electronics Co Ltd HVM 13.8 (x2) w/ Fronius Australia Pty Ltd Symo GEN24 Plus 3.0 Fronius Australia Pty Ltd Fronius Smart Meter 63A-1 / 63A-3 | 27.6 |  |  | Shenzhen BYD Electronics Co Ltd | HVM 13.8 | 2 | Fronius Australia Pty Ltd | Symo GEN24 Plus 3.0 | BYD | 2024-12-03
2023-10-24 | HBS8877 | Shenzhen BYD Electronics Co Ltd HVM 16.6 (x2) w/ Fronius Australia Pty Ltd Symo GEN24 Plus 3.0 Fronius Australia Pty Ltd Fronius Smart Meter 63A-1 / 63A-3 | 33.12 |  |  | Shenzhen BYD Electronics Co Ltd | HVM 16.6 | 2 | Fronius Australia Pty Ltd | Symo GEN24 Plus 3.0 | BYD | 2024-12-03
2023-10-24 | HBS8878 | Shenzhen BYD Electronics Co Ltd HVM 19.3 (x2) w/ Fronius Australia Pty Ltd Symo GEN24 Plus 3.0 Fronius Australia Pty Ltd Fronius Smart Meter 63A-1 / 63A-3 | 38.64 |  |  | Shenzhen BYD Electronics Co Ltd | HVM 19.3 | 2 | Fronius Australia Pty Ltd | Symo GEN24 Plus 3.0 | BYD | 2024-12-03
2023-10-24 | HBS8879 | Shenzhen BYD Electronics Co Ltd HVM 22.1 (x2) w/ Fronius Australia Pty Ltd Symo GEN24 Plus 3.0 Fronius Australia Pty Ltd Fronius Smart Meter 63A-1 / 63A-3 | 44.16 |  |  | Shenzhen BYD Electronics Co Ltd | HVM 22.1 | 2 | Fronius Australia Pty Ltd | Symo GEN24 Plus 3.0 | BYD | 2024-12-03
2023-10-24 | HBS8880 | Shenzhen BYD Electronics Co Ltd HVS 7.7 (x3) w/ Fronius Australia Pty Ltd Symo GEN24 Plus 3.0 Fronius Australia Pty Ltd Fronius Smart Meter 63A-1 / 63A-3 | 23.04 |  |  | Shenzhen BYD Electronics Co Ltd | HVS 7.7 | 3 | Fronius Australia Pty Ltd | Symo GEN24 Plus 3.0 | BYD | 2024-12-03
2023-10-24 | HBS8881 | Shenzhen BYD Electronics Co Ltd HVS 10.2 (x3) w/ Fronius Australia Pty Ltd Symo GEN24 Plus 3.0 Fronius Australia Pty Ltd Fronius Smart Meter 63A-1 / 63A-3 | 30.72 |  |  | Shenzhen BYD Electronics Co Ltd | HVS 10.2 | 3 | Fronius Australia Pty Ltd | Symo GEN24 Plus 3.0 | BYD | 2024-12-03
2023-10-24 | HBS8882 | Shenzhen BYD Electronics Co Ltd HVM 11.0 (x3) w/ Fronius Australia Pty Ltd Symo GEN24 Plus 3.0 Fronius Australia Pty Ltd Fronius Smart Meter 63A-1 / 63A-3 | 33.12 |  |  | Shenzhen BYD Electronics Co Ltd | HVM 11.0 | 3 | Fronius Australia Pty Ltd | Symo GEN24 Plus 3.0 | BYD | 2024-12-03
2023-10-24 | HBS8883 | Shenzhen BYD Electronics Co Ltd HVM 13.8 (x3) w/ Fronius Australia Pty Ltd Symo GEN24 Plus 3.0 Fronius Australia Pty Ltd Fronius Smart Meter 63A-1 / 63A-3 | 41.4 |  |  | Shenzhen BYD Electronics Co Ltd | HVM 13.8 | 3 | Fronius Australia Pty Ltd | Symo GEN24 Plus 3.0 | BYD | 2024-12-03
2023-10-24 | HBS8884 | Shenzhen BYD Electronics Co Ltd HVM 16.6 (x3) w/ Fronius Australia Pty Ltd Symo GEN24 Plus 3.0 Fronius Australia Pty Ltd Fronius Smart Meter 63A-1 / 63A-3 | 49.68 |  |  | Shenzhen BYD Electronics Co Ltd | HVM 16.6 | 3 | Fronius Australia Pty Ltd | Symo GEN24 Plus 3.0 | BYD | 2024-12-03
2023-10-24 | HBS8885 | Shenzhen BYD Electronics Co Ltd HVM 19.3 (x3) w/ Fronius Australia Pty Ltd Symo GEN24 Plus 3.0 Fronius Australia Pty Ltd Fronius Smart Meter 63A-1 / 63A-3 | 57.96 |  |  | Shenzhen BYD Electronics Co Ltd | HVM 19.3 | 3 | Fronius Australia Pty Ltd | Symo GEN24 Plus 3.0 | BYD | 2024-12-03
2023-10-24 | HBS8886 | Shenzhen BYD Electronics Co Ltd HVS 7.7 (x1) w/ Fronius Australia Pty Ltd Symo GEN24 Plus 3.0 Fronius Australia Pty Ltd Fronius Smart Meter WR 100-600V-4 | 7.68 |  |  | Shenzhen BYD Electronics Co Ltd | HVS 7.7 | 1 | Fronius Australia Pty Ltd | Symo GEN24 Plus 3.0 | BYD | 2024-12-03
2023-10-24 | HBS8887 | Shenzhen BYD Electronics Co Ltd HVS 10.2 (x1) w/ Fronius Australia Pty Ltd Symo GEN24 Plus 3.0 Fronius Australia Pty Ltd Fronius Smart Meter WR 100-600V-5 | 10.24 |  |  | Shenzhen BYD Electronics Co Ltd | HVS 10.2 | 1 | Fronius Australia Pty Ltd | Symo GEN24 Plus 3.0 | BYD | 2024-12-03
2023-10-24 | HBS8888 | Shenzhen BYD Electronics Co Ltd HVM 11.0 (x1) w/ Fronius Australia Pty Ltd Symo GEN24 Plus 3.0 Fronius Australia Pty Ltd Fronius Smart Meter WR 100-600V-6 | 11.04 |  |  | Shenzhen BYD Electronics Co Ltd | HVM 11.0 | 1 | Fronius Australia Pty Ltd | Symo GEN24 Plus 3.0 | BYD | 2024-12-03
2023-10-24 | HBS8889 | Shenzhen BYD Electronics Co Ltd HVM 13.8 (x1) w/ Fronius Australia Pty Ltd Symo GEN24 Plus 3.0 Fronius Australia Pty Ltd Fronius Smart Meter WR 100-600V-7 | 13.8 |  |  | Shenzhen BYD Electronics Co Ltd | HVM 13.8 | 1 | Fronius Australia Pty Ltd | Symo GEN24 Plus 3.0 | BYD | 2024-12-03
2023-10-24 | HBS8890 | Shenzhen BYD Electronics Co Ltd HVM 16.6 (x1) w/ Fronius Australia Pty Ltd Symo GEN24 Plus 3.0 Fronius Australia Pty Ltd Fronius Smart Meter WR 100-600V-8 | 16.56 |  |  | Shenzhen BYD Electronics Co Ltd | HVM 16.6 | 1 | Fronius Australia Pty Ltd | Symo GEN24 Plus 3.0 | BYD | 2024-12-03
2023-10-24 | HBS8891 | Shenzhen BYD Electronics Co Ltd HVM 19.3 (x1) w/ Fronius Australia Pty Ltd Symo GEN24 Plus 3.0 Fronius Australia Pty Ltd Fronius Smart Meter WR 100-600V-9 | 19.32 |  |  | Shenzhen BYD Electronics Co Ltd | HVM 19.3 | 1 | Fronius Australia Pty Ltd | Symo GEN24 Plus 3.0 | BYD | 2024-12-03
2023-10-24 | HBS8892 | Shenzhen BYD Electronics Co Ltd HVM 22.1 (x1) w/ Fronius Australia Pty Ltd Symo GEN24 Plus 3.0 Fronius Australia Pty Ltd Fronius Smart Meter WR 100-600V-10 | 22.08 |  |  | Shenzhen BYD Electronics Co Ltd | HVM 22.1 | 1 | Fronius Australia Pty Ltd | Symo GEN24 Plus 3.0 | BYD | 2024-12-03
2023-10-24 | HBS8893 | Shenzhen BYD Electronics Co Ltd HVS 7.7 (x2) w/ Fronius Australia Pty Ltd Symo GEN24 Plus 3.0 Fronius Australia Pty Ltd Fronius Smart Meter WR 100-600V-12 | 15.36 |  |  | Shenzhen BYD Electronics Co Ltd | HVS 7.7 | 2 | Fronius Australia Pty Ltd | Symo GEN24 Plus 3.0 | BYD | 2024-12-03
2023-10-24 | HBS8894 | Shenzhen BYD Electronics Co Ltd HVS 10.2 (x2) w/ Fronius Australia Pty Ltd Symo GEN24 Plus 3.0 Fronius Australia Pty Ltd Fronius Smart Meter WR 100-600V-13 | 20.48 |  |  | Shenzhen BYD Electronics Co Ltd | HVS 10.2 | 2 | Fronius Australia Pty Ltd | Symo GEN24 Plus 3.0 | BYD | 2024-12-03
2023-10-24 | HBS8895 | Shenzhen BYD Electronics Co Ltd HVM 11.0 (x2) w/ Fronius Australia Pty Ltd Symo GEN24 Plus 3.0 Fronius Australia Pty Ltd Fronius Smart Meter WR 100-600V-14 | 22.08 |  |  | Shenzhen BYD Electronics Co Ltd | HVM 11.0 | 2 | Fronius Australia Pty Ltd | Symo GEN24 Plus 3.0 | BYD | 2024-12-03
2023-10-24 | HBS8896 | Shenzhen BYD Electronics Co Ltd HVM 13.8 (x2) w/ Fronius Australia Pty Ltd Symo GEN24 Plus 3.0 Fronius Australia Pty Ltd Fronius Smart Meter WR 100-600V-15 | 27.6 |  |  | Shenzhen BYD Electronics Co Ltd | HVM 13.8 | 2 | Fronius Australia Pty Ltd | Symo GEN24 Plus 3.0 | BYD | 2024-12-03
2023-10-24 | HBS8897 | Shenzhen BYD Electronics Co Ltd HVM 16.6 (x2) w/ Fronius Australia Pty Ltd Symo GEN24 Plus 3.0 Fronius Australia Pty Ltd Fronius Smart Meter WR 100-600V-16 | 33.12 |  |  | Shenzhen BYD Electronics Co Ltd | HVM 16.6 | 2 | Fronius Australia Pty Ltd | Symo GEN24 Plus 3.0 | BYD | 2024-12-03
2023-10-24 | HBS8898 | Shenzhen BYD Electronics Co Ltd HVM 19.3 (x2) w/ Fronius Australia Pty Ltd Symo GEN24 Plus 3.0 Fronius Australia Pty Ltd Fronius Smart Meter WR 100-600V-17 | 38.64 |  |  | Shenzhen BYD Electronics Co Ltd | HVM 19.3 | 2 | Fronius Australia Pty Ltd | Symo GEN24 Plus 3.0 | BYD | 2024-12-03
2023-10-24 | HBS8899 | Shenzhen BYD Electronics Co Ltd HVM 22.1 (x2) w/ Fronius Australia Pty Ltd Symo GEN24 Plus 3.0 Fronius Australia Pty Ltd Fronius Smart Meter WR 100-600V-18 | 44.16 |  |  | Shenzhen BYD Electronics Co Ltd | HVM 22.1 | 2 | Fronius Australia Pty Ltd | Symo GEN24 Plus 3.0 | BYD | 2024-12-03
2023-10-24 | HBS8900 | Shenzhen BYD Electronics Co Ltd HVS 7.7 (x3) w/ Fronius Australia Pty Ltd Symo GEN24 Plus 3.0 Fronius Australia Pty Ltd Fronius Smart Meter WR 100-600V-20 | 23.04 |  |  | Shenzhen BYD Electronics Co Ltd | HVS 7.7 | 3 | Fronius Australia Pty Ltd | Symo GEN24 Plus 3.0 | BYD | 2024-12-03
2023-10-24 | HBS8901 | Shenzhen BYD Electronics Co Ltd HVS 10.2 (x3) w/ Fronius Australia Pty Ltd Symo GEN24 Plus 3.0 Fronius Australia Pty Ltd Fronius Smart Meter WR 100-600V-21 | 30.72 |  |  | Shenzhen BYD Electronics Co Ltd | HVS 10.2 | 3 | Fronius Australia Pty Ltd | Symo GEN24 Plus 3.0 | BYD | 2024-12-03
2023-10-24 | HBS8902 | Shenzhen BYD Electronics Co Ltd HVM 11.0 (x3) w/ Fronius Australia Pty Ltd Symo GEN24 Plus 3.0 Fronius Australia Pty Ltd Fronius Smart Meter WR 100-600V-22 | 33.12 |  |  | Shenzhen BYD Electronics Co Ltd | HVM 11.0 | 3 | Fronius Australia Pty Ltd | Symo GEN24 Plus 3.0 | BYD | 2024-12-03
2023-10-24 | HBS8903 | Shenzhen BYD Electronics Co Ltd HVM 13.8 (x3) w/ Fronius Australia Pty Ltd Symo GEN24 Plus 3.0 Fronius Australia Pty Ltd Fronius Smart Meter WR 100-600V-23 | 41.4 |  |  | Shenzhen BYD Electronics Co Ltd | HVM 13.8 | 3 | Fronius Australia Pty Ltd | Symo GEN24 Plus 3.0 | BYD | 2024-12-03
2023-10-24 | HBS8904 | Shenzhen BYD Electronics Co Ltd HVM 16.6 (x3) w/ Fronius Australia Pty Ltd Symo GEN24 Plus 3.0 Fronius Australia Pty Ltd Fronius Smart Meter WR 100-600V-24 | 49.68 |  |  | Shenzhen BYD Electronics Co Ltd | HVM 16.6 | 3 | Fronius Australia Pty Ltd | Symo GEN24 Plus 3.0 | BYD | 2024-12-03
2023-10-24 | HBS8905 | Shenzhen BYD Electronics Co Ltd HVM 19.3 (x3) w/ Fronius Australia Pty Ltd Symo GEN24 Plus 3.0 Fronius Australia Pty Ltd Fronius Smart Meter WR 100-600V-25 | 57.96 |  |  | Shenzhen BYD Electronics Co Ltd | HVM 19.3 | 3 | Fronius Australia Pty Ltd | Symo GEN24 Plus 3.0 | BYD | 2024-12-03
2023-10-24 | HBS8906 | Shenzhen BYD Electronics Co Ltd HVS 7.7 (x1) w/ Fronius Australia Pty Ltd Symo GEN24 Plus 4.0 Fronius Australia Pty Ltd Fronius Smart Meter 63A-1 / 63A-3 | 7.68 |  |  | Shenzhen BYD Electronics Co Ltd | HVS 7.7 | 1 | Fronius Australia Pty Ltd | Symo GEN24 Plus 4.0 | BYD | 2024-12-03
2023-10-24 | HBS8907 | Shenzhen BYD Electronics Co Ltd HVS 10.2 (x1) w/ Fronius Australia Pty Ltd Symo GEN24 Plus 4.0 Fronius Australia Pty Ltd Fronius Smart Meter 63A-1 / 63A-3 | 10.24 |  |  | Shenzhen BYD Electronics Co Ltd | HVS 10.2 | 1 | Fronius Australia Pty Ltd | Symo GEN24 Plus 4.0 | BYD | 2024-12-03
2023-10-24 | HBS8908 | Shenzhen BYD Electronics Co Ltd HVM 11.0 (x1) w/ Fronius Australia Pty Ltd Symo GEN24 Plus 4.0 Fronius Australia Pty Ltd Fronius Smart Meter 63A-1 / 63A-3 | 11.04 |  |  | Shenzhen BYD Electronics Co Ltd | HVM 11.0 | 1 | Fronius Australia Pty Ltd | Symo GEN24 Plus 4.0 | BYD | 2024-12-03
2023-10-24 | HBS8909 | Shenzhen BYD Electronics Co Ltd HVM 13.8 (x1) w/ Fronius Australia Pty Ltd Symo GEN24 Plus 4.0 Fronius Australia Pty Ltd Fronius Smart Meter 63A-1 / 63A-3 | 13.8 |  |  | Shenzhen BYD Electronics Co Ltd | HVM 13.8 | 1 | Fronius Australia Pty Ltd | Symo GEN24 Plus 4.0 | BYD | 2024-12-03
2023-10-24 | HBS8910 | Shenzhen BYD Electronics Co Ltd HVM 16.6 (x1) w/ Fronius Australia Pty Ltd Symo GEN24 Plus 4.0 Fronius Australia Pty Ltd Fronius Smart Meter 63A-1 / 63A-3 | 16.56 |  |  | Shenzhen BYD Electronics Co Ltd | HVM 16.6 | 1 | Fronius Australia Pty Ltd | Symo GEN24 Plus 4.0 | BYD | 2024-12-03
2023-10-24 | HBS8911 | Shenzhen BYD Electronics Co Ltd HVM 19.3 (x1) w/ Fronius Australia Pty Ltd Symo GEN24 Plus 4.0 Fronius Australia Pty Ltd Fronius Smart Meter 63A-1 / 63A-3 | 19.32 |  |  | Shenzhen BYD Electronics Co Ltd | HVM 19.3 | 1 | Fronius Australia Pty Ltd | Symo GEN24 Plus 4.0 | BYD | 2024-12-03
2023-10-24 | HBS8912 | Shenzhen BYD Electronics Co Ltd HVM 22.1 (x1) w/ Fronius Australia Pty Ltd Symo GEN24 Plus 4.0 Fronius Australia Pty Ltd Fronius Smart Meter 63A-1 / 63A-3 | 22.08 |  |  | Shenzhen BYD Electronics Co Ltd | HVM 22.1 | 1 | Fronius Australia Pty Ltd | Symo GEN24 Plus 4.0 | BYD | 2024-12-03
2023-10-24 | HBS8913 | Shenzhen BYD Electronics Co Ltd HVS 7.7 (x2) w/ Fronius Australia Pty Ltd Symo GEN24 Plus 4.0 Fronius Australia Pty Ltd Fronius Smart Meter 63A-1 / 63A-3 | 15.36 |  |  | Shenzhen BYD Electronics Co Ltd | HVS 7.7 | 2 | Fronius Australia Pty Ltd | Symo GEN24 Plus 4.0 | BYD | 2024-12-03
2023-10-24 | HBS8914 | Shenzhen BYD Electronics Co Ltd HVS 10.2 (x2) w/ Fronius Australia Pty Ltd Symo GEN24 Plus 4.0 Fronius Australia Pty Ltd Fronius Smart Meter 63A-1 / 63A-3 | 20.48 |  |  | Shenzhen BYD Electronics Co Ltd | HVS 10.2 | 2 | Fronius Australia Pty Ltd | Symo GEN24 Plus 4.0 | BYD | 2024-12-03
2023-10-24 | HBS8915 | Shenzhen BYD Electronics Co Ltd HVM 11.0 (x2) w/ Fronius Australia Pty Ltd Symo GEN24 Plus 4.0 Fronius Australia Pty Ltd Fronius Smart Meter 63A-1 / 63A-3 | 22.08 |  |  | Shenzhen BYD Electronics Co Ltd | HVM 11.0 | 2 | Fronius Australia Pty Ltd | Symo GEN24 Plus 4.0 | BYD | 2024-12-03
2023-10-24 | HBS8916 | Shenzhen BYD Electronics Co Ltd HVM 13.8 (x2) w/ Fronius Australia Pty Ltd Symo GEN24 Plus 4.0 Fronius Australia Pty Ltd Fronius Smart Meter 63A-1 / 63A-3 | 27.6 |  |  | Shenzhen BYD Electronics Co Ltd | HVM 13.8 | 2 | Fronius Australia Pty Ltd | Symo GEN24 Plus 4.0 | BYD | 2024-12-03
2023-10-24 | HBS8917 | Shenzhen BYD Electronics Co Ltd HVM 16.6 (x2) w/ Fronius Australia Pty Ltd Symo GEN24 Plus 4.0 Fronius Australia Pty Ltd Fronius Smart Meter 63A-1 / 63A-3 | 33.12 |  |  | Shenzhen BYD Electronics Co Ltd | HVM 16.6 | 2 | Fronius Australia Pty Ltd | Symo GEN24 Plus 4.0 | BYD | 2024-12-03
2023-10-24 | HBS8918 | Shenzhen BYD Electronics Co Ltd HVM 19.3 (x2) w/ Fronius Australia Pty Ltd Symo GEN24 Plus 4.0 Fronius Australia Pty Ltd Fronius Smart Meter 63A-1 / 63A-3 | 38.64 |  |  | Shenzhen BYD Electronics Co Ltd | HVM 19.3 | 2 | Fronius Australia Pty Ltd | Symo GEN24 Plus 4.0 | BYD | 2024-12-03
2023-10-24 | HBS8919 | Shenzhen BYD Electronics Co Ltd HVM 22.1 (x2) w/ Fronius Australia Pty Ltd Symo GEN24 Plus 4.0 Fronius Australia Pty Ltd Fronius Smart Meter 63A-1 / 63A-3 | 44.16 |  |  | Shenzhen BYD Electronics Co Ltd | HVM 22.1 | 2 | Fronius Australia Pty Ltd | Symo GEN24 Plus 4.0 | BYD | 2024-12-03
2023-10-24 | HBS8920 | Shenzhen BYD Electronics Co Ltd HVS 7.7 (x3) w/ Fronius Australia Pty Ltd Symo GEN24 Plus 4.0 Fronius Australia Pty Ltd Fronius Smart Meter 63A-1 / 63A-3 | 23.04 |  |  | Shenzhen BYD Electronics Co Ltd | HVS 7.7 | 3 | Fronius Australia Pty Ltd | Symo GEN24 Plus 4.0 | BYD | 2024-12-03
2023-10-24 | HBS8921 | Shenzhen BYD Electronics Co Ltd HVS 10.2 (x3) w/ Fronius Australia Pty Ltd Symo GEN24 Plus 4.0 Fronius Australia Pty Ltd Fronius Smart Meter 63A-1 / 63A-3 | 30.72 |  |  | Shenzhen BYD Electronics Co Ltd | HVS 10.2 | 3 | Fronius Australia Pty Ltd | Symo GEN24 Plus 4.0 | BYD | 2024-12-03
2023-10-24 | HBS8922 | Shenzhen BYD Electronics Co Ltd HVM 11.0 (x3) w/ Fronius Australia Pty Ltd Symo GEN24 Plus 4.0 Fronius Australia Pty Ltd Fronius Smart Meter 63A-1 / 63A-3 | 33.12 |  |  | Shenzhen BYD Electronics Co Ltd | HVM 11.0 | 3 | Fronius Australia Pty Ltd | Symo GEN24 Plus 4.0 | BYD | 2024-12-03
2023-10-24 | HBS8923 | Shenzhen BYD Electronics Co Ltd HVM 13.8 (x3) w/ Fronius Australia Pty Ltd Symo GEN24 Plus 4.0 Fronius Australia Pty Ltd Fronius Smart Meter 63A-1 / 63A-3 | 41.4 |  |  | Shenzhen BYD Electronics Co Ltd | HVM 13.8 | 3 | Fronius Australia Pty Ltd | Symo GEN24 Plus 4.0 | BYD | 2024-12-03
2023-10-24 | HBS8924 | Shenzhen BYD Electronics Co Ltd HVM 16.6 (x3) w/ Fronius Australia Pty Ltd Symo GEN24 Plus 4.0 Fronius Australia Pty Ltd Fronius Smart Meter 63A-1 / 63A-3 | 49.68 |  |  | Shenzhen BYD Electronics Co Ltd | HVM 16.6 | 3 | Fronius Australia Pty Ltd | Symo GEN24 Plus 4.0 | BYD | 2024-12-03
2023-10-24 | HBS8925 | Shenzhen BYD Electronics Co Ltd HVM 19.3 (x3) w/ Fronius Australia Pty Ltd Symo GEN24 Plus 4.0 Fronius Australia Pty Ltd Fronius Smart Meter 63A-1 / 63A-3 | 57.96 |  |  | Shenzhen BYD Electronics Co Ltd | HVM 19.3 | 3 | Fronius Australia Pty Ltd | Symo GEN24 Plus 4.0 | BYD | 2024-12-03
2023-10-24 | HBS8926 | Shenzhen BYD Electronics Co Ltd HVS 7.7 (x1) w/ Fronius Australia Pty Ltd Symo GEN24 Plus 4.0 Fronius Australia Pty Ltd Fronius Smart Meter WR 100-600V-4 | 7.68 |  |  | Shenzhen BYD Electronics Co Ltd | HVS 7.7 | 1 | Fronius Australia Pty Ltd | Symo GEN24 Plus 4.0 | BYD | 2024-12-03
2023-10-24 | HBS8927 | Shenzhen BYD Electronics Co Ltd HVS 10.2 (x1) w/ Fronius Australia Pty Ltd Symo GEN24 Plus 4.0 Fronius Australia Pty Ltd Fronius Smart Meter WR 100-600V-5 | 10.24 |  |  | Shenzhen BYD Electronics Co Ltd | HVS 10.2 | 1 | Fronius Australia Pty Ltd | Symo GEN24 Plus 4.0 | BYD | 2024-12-03
2023-10-24 | HBS8928 | Shenzhen BYD Electronics Co Ltd HVM 11.0 (x1) w/ Fronius Australia Pty Ltd Symo GEN24 Plus 4.0 Fronius Australia Pty Ltd Fronius Smart Meter WR 100-600V-6 | 11.04 |  |  | Shenzhen BYD Electronics Co Ltd | HVM 11.0 | 1 | Fronius Australia Pty Ltd | Symo GEN24 Plus 4.0 | BYD | 2024-12-03
2023-10-24 | HBS8929 | Shenzhen BYD Electronics Co Ltd HVM 13.8 (x1) w/ Fronius Australia Pty Ltd Symo GEN24 Plus 4.0 Fronius Australia Pty Ltd Fronius Smart Meter WR 100-600V-7 | 13.8 |  |  | Shenzhen BYD Electronics Co Ltd | HVM 13.8 | 1 | Fronius Australia Pty Ltd | Symo GEN24 Plus 4.0 | BYD | 2024-12-03
2023-10-24 | HBS8930 | Shenzhen BYD Electronics Co Ltd HVM 16.6 (x1) w/ Fronius Australia Pty Ltd Symo GEN24 Plus 4.0 Fronius Australia Pty Ltd Fronius Smart Meter WR 100-600V-8 | 16.56 |  |  | Shenzhen BYD Electronics Co Ltd | HVM 16.6 | 1 | Fronius Australia Pty Ltd | Symo GEN24 Plus 4.0 | BYD | 2024-12-03
2023-10-24 | HBS8931 | Shenzhen BYD Electronics Co Ltd HVM 19.3 (x1) w/ Fronius Australia Pty Ltd Symo GEN24 Plus 4.0 Fronius Australia Pty Ltd Fronius Smart Meter WR 100-600V-9 | 19.32 |  |  | Shenzhen BYD Electronics Co Ltd | HVM 19.3 | 1 | Fronius Australia Pty Ltd | Symo GEN24 Plus 4.0 | BYD | 2024-12-03
2023-10-24 | HBS8932 | Shenzhen BYD Electronics Co Ltd HVM 22.1 (x1) w/ Fronius Australia Pty Ltd Symo GEN24 Plus 4.0 Fronius Australia Pty Ltd Fronius Smart Meter WR 100-600V-10 | 22.08 |  |  | Shenzhen BYD Electronics Co Ltd | HVM 22.1 | 1 | Fronius Australia Pty Ltd | Symo GEN24 Plus 4.0 | BYD | 2024-12-03
2023-10-24 | HBS8933 | Shenzhen BYD Electronics Co Ltd HVS 7.7 (x2) w/ Fronius Australia Pty Ltd Symo GEN24 Plus 4.0 Fronius Australia Pty Ltd Fronius Smart Meter WR 100-600V-12 | 15.36 |  |  | Shenzhen BYD Electronics Co Ltd | HVS 7.7 | 2 | Fronius Australia Pty Ltd | Symo GEN24 Plus 4.0 | BYD | 2024-12-03
2023-10-24 | HBS8934 | Shenzhen BYD Electronics Co Ltd HVS 10.2 (x2) w/ Fronius Australia Pty Ltd Symo GEN24 Plus 4.0 Fronius Australia Pty Ltd Fronius Smart Meter WR 100-600V-13 | 20.48 |  |  | Shenzhen BYD Electronics Co Ltd | HVS 10.2 | 2 | Fronius Australia Pty Ltd | Symo GEN24 Plus 4.0 | BYD | 2024-12-03
2023-10-24 | HBS8935 | Shenzhen BYD Electronics Co Ltd HVM 11.0 (x2) w/ Fronius Australia Pty Ltd Symo GEN24 Plus 4.0 Fronius Australia Pty Ltd Fronius Smart Meter WR 100-600V-14 | 22.08 |  |  | Shenzhen BYD Electronics Co Ltd | HVM 11.0 | 2 | Fronius Australia Pty Ltd | Symo GEN24 Plus 4.0 | BYD | 2024-12-03
2023-10-24 | HBS8936 | Shenzhen BYD Electronics Co Ltd HVM 13.8 (x2) w/ Fronius Australia Pty Ltd Symo GEN24 Plus 4.0 Fronius Australia Pty Ltd Fronius Smart Meter WR 100-600V-15 | 27.6 |  |  | Shenzhen BYD Electronics Co Ltd | HVM 13.8 | 2 | Fronius Australia Pty Ltd | Symo GEN24 Plus 4.0 | BYD | 2024-12-03
2023-10-24 | HBS8937 | Shenzhen BYD Electronics Co Ltd HVM 16.6 (x2) w/ Fronius Australia Pty Ltd Symo GEN24 Plus 4.0 Fronius Australia Pty Ltd Fronius Smart Meter WR 100-600V-16 | 33.12 |  |  | Shenzhen BYD Electronics Co Ltd | HVM 16.6 | 2 | Fronius Australia Pty Ltd | Symo GEN24 Plus 4.0 | BYD | 2024-12-03
2023-10-24 | HBS8938 | Shenzhen BYD Electronics Co Ltd HVM 19.3 (x2) w/ Fronius Australia Pty Ltd Symo GEN24 Plus 4.0 Fronius Australia Pty Ltd Fronius Smart Meter WR 100-600V-17 | 38.64 |  |  | Shenzhen BYD Electronics Co Ltd | HVM 19.3 | 2 | Fronius Australia Pty Ltd | Symo GEN24 Plus 4.0 | BYD | 2024-12-03
2023-10-24 | HBS8939 | Shenzhen BYD Electronics Co Ltd HVM 22.1 (x2) w/ Fronius Australia Pty Ltd Symo GEN24 Plus 4.0 Fronius Australia Pty Ltd Fronius Smart Meter WR 100-600V-18 | 44.16 |  |  | Shenzhen BYD Electronics Co Ltd | HVM 22.1 | 2 | Fronius Australia Pty Ltd | Symo GEN24 Plus 4.0 | BYD | 2024-12-03
2023-10-24 | HBS8940 | Shenzhen BYD Electronics Co Ltd HVS 7.7 (x3) w/ Fronius Australia Pty Ltd Symo GEN24 Plus 4.0 Fronius Australia Pty Ltd Fronius Smart Meter WR 100-600V-20 | 23.04 |  |  | Shenzhen BYD Electronics Co Ltd | HVS 7.7 | 3 | Fronius Australia Pty Ltd | Symo GEN24 Plus 4.0 | BYD | 2024-12-03
2023-10-24 | HBS8941 | Shenzhen BYD Electronics Co Ltd HVS 10.2 (x3) w/ Fronius Australia Pty Ltd Symo GEN24 Plus 4.0 Fronius Australia Pty Ltd Fronius Smart Meter WR 100-600V-21 | 30.72 |  |  | Shenzhen BYD Electronics Co Ltd | HVS 10.2 | 3 | Fronius Australia Pty Ltd | Symo GEN24 Plus 4.0 | BYD | 2024-12-03
2023-10-24 | HBS8942 | Shenzhen BYD Electronics Co Ltd HVM 11.0 (x3) w/ Fronius Australia Pty Ltd Symo GEN24 Plus 4.0 Fronius Australia Pty Ltd Fronius Smart Meter WR 100-600V-22 | 33.12 |  |  | Shenzhen BYD Electronics Co Ltd | HVM 11.0 | 3 | Fronius Australia Pty Ltd | Symo GEN24 Plus 4.0 | BYD | 2024-12-03
2023-10-24 | HBS8943 | Shenzhen BYD Electronics Co Ltd HVM 13.8 (x3) w/ Fronius Australia Pty Ltd Symo GEN24 Plus 4.0 Fronius Australia Pty Ltd Fronius Smart Meter WR 100-600V-23 | 41.4 |  |  | Shenzhen BYD Electronics Co Ltd | HVM 13.8 | 3 | Fronius Australia Pty Ltd | Symo GEN24 Plus 4.0 | BYD | 2024-12-03
2023-10-24 | HBS8944 | Shenzhen BYD Electronics Co Ltd HVM 16.6 (x3) w/ Fronius Australia Pty Ltd Symo GEN24 Plus 4.0 Fronius Australia Pty Ltd Fronius Smart Meter WR 100-600V-24 | 49.68 |  |  | Shenzhen BYD Electronics Co Ltd | HVM 16.6 | 3 | Fronius Australia Pty Ltd | Symo GEN24 Plus 4.0 | BYD | 2024-12-03
2023-10-24 | HBS8945 | Shenzhen BYD Electronics Co Ltd HVM 19.3 (x3) w/ Fronius Australia Pty Ltd Symo GEN24 Plus 4.0 Fronius Australia Pty Ltd Fronius Smart Meter WR 100-600V-25 | 57.96 |  |  | Shenzhen BYD Electronics Co Ltd | HVM 19.3 | 3 | Fronius Australia Pty Ltd | Symo GEN24 Plus 4.0 | BYD | 2024-12-03
2023-10-24 | HBS8986 | Shenzhen BYD Electronics Co Ltd HVS 7.7 (x1) w/ Fronius Australia Pty Ltd Symo GEN24 Plus 5.0 Fronius Australia Pty Ltd Fronius Smart Meter 63A-1 / 63A-3 | 7.68 |  |  | Shenzhen BYD Electronics Co Ltd | HVS 7.7 | 1 | Fronius Australia Pty Ltd | Symo GEN24 Plus 5.0 | BYD | 2024-12-03
2023-10-24 | HBS8987 | Shenzhen BYD Electronics Co Ltd HVS 10.2 (x1) w/ Fronius Australia Pty Ltd Symo GEN24 Plus 5.0 Fronius Australia Pty Ltd Fronius Smart Meter 63A-1 / 63A-3 | 10.24 |  |  | Shenzhen BYD Electronics Co Ltd | HVS 10.2 | 1 | Fronius Australia Pty Ltd | Symo GEN24 Plus 5.0 | BYD | 2024-12-03
2023-10-24 | HBS8988 | Shenzhen BYD Electronics Co Ltd HVM 11.0 (x1) w/ Fronius Australia Pty Ltd Symo GEN24 Plus 5.0 Fronius Australia Pty Ltd Fronius Smart Meter 63A-1 / 63A-3 | 11.04 |  |  | Shenzhen BYD Electronics Co Ltd | HVM 11.0 | 1 | Fronius Australia Pty Ltd | Symo GEN24 Plus 5.0 | BYD | 2024-12-03
2023-10-24 | HBS8989 | Shenzhen BYD Electronics Co Ltd HVM 13.8 (x1) w/ Fronius Australia Pty Ltd Symo GEN24 Plus 5.0 Fronius Australia Pty Ltd Fronius Smart Meter 63A-1 / 63A-3 | 13.8 |  |  | Shenzhen BYD Electronics Co Ltd | HVM 13.8 | 1 | Fronius Australia Pty Ltd | Symo GEN24 Plus 5.0 | BYD | 2024-12-03
2023-10-24 | HBS8990 | Shenzhen BYD Electronics Co Ltd HVM 16.6 (x1) w/ Fronius Australia Pty Ltd Symo GEN24 Plus 5.0 Fronius Australia Pty Ltd Fronius Smart Meter 63A-1 / 63A-3 | 16.56 |  |  | Shenzhen BYD Electronics Co Ltd | HVM 16.6 | 1 | Fronius Australia Pty Ltd | Symo GEN24 Plus 5.0 | BYD | 2024-12-03
2023-10-24 | HBS8991 | Shenzhen BYD Electronics Co Ltd HVM 19.3 (x1) w/ Fronius Australia Pty Ltd Symo GEN24 Plus 5.0 Fronius Australia Pty Ltd Fronius Smart Meter 63A-1 / 63A-3 | 19.32 |  |  | Shenzhen BYD Electronics Co Ltd | HVM 19.3 | 1 | Fronius Australia Pty Ltd | Symo GEN24 Plus 5.0 | BYD | 2024-12-03
2023-10-24 | HBS8992 | Shenzhen BYD Electronics Co Ltd HVM 22.1 (x1) w/ Fronius Australia Pty Ltd Symo GEN24 Plus 5.0 Fronius Australia Pty Ltd Fronius Smart Meter 63A-1 / 63A-3 | 22.08 |  |  | Shenzhen BYD Electronics Co Ltd | HVM 22.1 | 1 | Fronius Australia Pty Ltd | Symo GEN24 Plus 5.0 | BYD | 2024-12-03
2023-10-24 | HBS8993 | Shenzhen BYD Electronics Co Ltd HVS 7.7 (x2) w/ Fronius Australia Pty Ltd Symo GEN24 Plus 5.0 Fronius Australia Pty Ltd Fronius Smart Meter 63A-1 / 63A-3 | 15.36 |  |  | Shenzhen BYD Electronics Co Ltd | HVS 7.7 | 2 | Fronius Australia Pty Ltd | Symo GEN24 Plus 5.0 | BYD | 2024-12-03
2023-10-24 | HBS8994 | Shenzhen BYD Electronics Co Ltd HVS 10.2 (x2) w/ Fronius Australia Pty Ltd Symo GEN24 Plus 5.0 Fronius Australia Pty Ltd Fronius Smart Meter 63A-1 / 63A-3 | 20.48 |  |  | Shenzhen BYD Electronics Co Ltd | HVS 10.2 | 2 | Fronius Australia Pty Ltd | Symo GEN24 Plus 5.0 | BYD | 2024-12-03
2023-10-24 | HBS8995 | Shenzhen BYD Electronics Co Ltd HVM 11.0 (x2) w/ Fronius Australia Pty Ltd Symo GEN24 Plus 5.0 Fronius Australia Pty Ltd Fronius Smart Meter 63A-1 / 63A-3 | 22.08 |  |  | Shenzhen BYD Electronics Co Ltd | HVM 11.0 | 2 | Fronius Australia Pty Ltd | Symo GEN24 Plus 5.0 | BYD | 2024-12-03
2023-10-24 | HBS8996 | Shenzhen BYD Electronics Co Ltd HVM 13.8 (x2) w/ Fronius Australia Pty Ltd Symo GEN24 Plus 5.0 Fronius Australia Pty Ltd Fronius Smart Meter 63A-1 / 63A-3 | 27.6 |  |  | Shenzhen BYD Electronics Co Ltd | HVM 13.8 | 2 | Fronius Australia Pty Ltd | Symo GEN24 Plus 5.0 | BYD | 2024-12-03
2023-10-24 | HBS8997 | Shenzhen BYD Electronics Co Ltd HVM 16.6 (x2) w/ Fronius Australia Pty Ltd Symo GEN24 Plus 5.0 Fronius Australia Pty Ltd Fronius Smart Meter 63A-1 / 63A-3 | 33.12 |  |  | Shenzhen BYD Electronics Co Ltd | HVM 16.6 | 2 | Fronius Australia Pty Ltd | Symo GEN24 Plus 5.0 | BYD | 2024-12-03
2023-10-24 | HBS8998 | Shenzhen BYD Electronics Co Ltd HVM 19.3 (x2) w/ Fronius Australia Pty Ltd Symo GEN24 Plus 5.0 Fronius Australia Pty Ltd Fronius Smart Meter 63A-1 / 63A-3 | 38.64 |  |  | Shenzhen BYD Electronics Co Ltd | HVM 19.3 | 2 | Fronius Australia Pty Ltd | Symo GEN24 Plus 5.0 | BYD | 2024-12-03
2023-10-24 | HBS8999 | Shenzhen BYD Electronics Co Ltd HVM 22.1 (x2) w/ Fronius Australia Pty Ltd Symo GEN24 Plus 5.0 Fronius Australia Pty Ltd Fronius Smart Meter 63A-1 / 63A-3 | 44.16 |  |  | Shenzhen BYD Electronics Co Ltd | HVM 22.1 | 2 | Fronius Australia Pty Ltd | Symo GEN24 Plus 5.0 | BYD | 2024-12-03
2023-10-24 | HBS9000 | Shenzhen BYD Electronics Co Ltd HVS 7.7 (x3) w/ Fronius Australia Pty Ltd Symo GEN24 Plus 5.0 Fronius Australia Pty Ltd Fronius Smart Meter 63A-1 / 63A-3 | 23.04 |  |  | Shenzhen BYD Electronics Co Ltd | HVS 7.7 | 3 | Fronius Australia Pty Ltd | Symo GEN24 Plus 5.0 | BYD | 2024-12-03
2023-10-24 | HBS9001 | Shenzhen BYD Electronics Co Ltd HVS 10.2 (x3) w/ Fronius Australia Pty Ltd Symo GEN24 Plus 5.0 Fronius Australia Pty Ltd Fronius Smart Meter 63A-1 / 63A-3 | 30.72 |  |  | Shenzhen BYD Electronics Co Ltd | HVS 10.2 | 3 | Fronius Australia Pty Ltd | Symo GEN24 Plus 5.0 | BYD | 2024-12-03
2023-10-24 | HBS9002 | Shenzhen BYD Electronics Co Ltd HVM 11.0 (x3) w/ Fronius Australia Pty Ltd Symo GEN24 Plus 5.0 Fronius Australia Pty Ltd Fronius Smart Meter 63A-1 / 63A-3 | 33.12 |  |  | Shenzhen BYD Electronics Co Ltd | HVM 11.0 | 3 | Fronius Australia Pty Ltd | Symo GEN24 Plus 5.0 | BYD | 2024-12-03
2023-10-24 | HBS9003 | Shenzhen BYD Electronics Co Ltd HVM 13.8 (x3) w/ Fronius Australia Pty Ltd Symo GEN24 Plus 5.0 Fronius Australia Pty Ltd Fronius Smart Meter 63A-1 / 63A-3 | 41.4 |  |  | Shenzhen BYD Electronics Co Ltd | HVM 13.8 | 3 | Fronius Australia Pty Ltd | Symo GEN24 Plus 5.0 | BYD | 2024-12-03
2023-10-24 | HBS9004 | Shenzhen BYD Electronics Co Ltd HVM 16.6 (x3) w/ Fronius Australia Pty Ltd Symo GEN24 Plus 5.0 Fronius Australia Pty Ltd Fronius Smart Meter 63A-1 / 63A-3 | 49.68 |  |  | Shenzhen BYD Electronics Co Ltd | HVM 16.6 | 3 | Fronius Australia Pty Ltd | Symo GEN24 Plus 5.0 | BYD | 2024-12-03
2023-10-24 | HBS9005 | Shenzhen BYD Electronics Co Ltd HVM 19.3 (x3) w/ Fronius Australia Pty Ltd Symo GEN24 Plus 5.0 Fronius Australia Pty Ltd Fronius Smart Meter 63A-1 / 63A-3 | 57.96 |  |  | Shenzhen BYD Electronics Co Ltd | HVM 19.3 | 3 | Fronius Australia Pty Ltd | Symo GEN24 Plus 5.0 | BYD | 2024-12-03
2023-10-24 | HBS9006 | Shenzhen BYD Electronics Co Ltd HVS 7.7 (x1) w/ Fronius Australia Pty Ltd Symo GEN24 Plus 5.0 Fronius Australia Pty Ltd Fronius Smart Meter WR 100-600V-4 | 7.68 |  |  | Shenzhen BYD Electronics Co Ltd | HVS 7.7 | 1 | Fronius Australia Pty Ltd | Symo GEN24 Plus 5.0 | BYD | 2024-12-03
2023-10-24 | HBS9007 | Shenzhen BYD Electronics Co Ltd HVS 10.2 (x1) w/ Fronius Australia Pty Ltd Symo GEN24 Plus 5.0 Fronius Australia Pty Ltd Fronius Smart Meter WR 100-600V-5 | 10.24 |  |  | Shenzhen BYD Electronics Co Ltd | HVS 10.2 | 1 | Fronius Australia Pty Ltd | Symo GEN24 Plus 5.0 | BYD | 2024-12-03
2023-10-24 | HBS9008 | Shenzhen BYD Electronics Co Ltd HVM 11.0 (x1) w/ Fronius Australia Pty Ltd Symo GEN24 Plus 5.0 Fronius Australia Pty Ltd Fronius Smart Meter WR 100-600V-6 | 11.04 |  |  | Shenzhen BYD Electronics Co Ltd | HVM 11.0 | 1 | Fronius Australia Pty Ltd | Symo GEN24 Plus 5.0 | BYD | 2024-12-03
2023-10-24 | HBS9009 | Shenzhen BYD Electronics Co Ltd HVM 13.8 (x1) w/ Fronius Australia Pty Ltd Symo GEN24 Plus 5.0 Fronius Australia Pty Ltd Fronius Smart Meter WR 100-600V-7 | 13.8 |  |  | Shenzhen BYD Electronics Co Ltd | HVM 13.8 | 1 | Fronius Australia Pty Ltd | Symo GEN24 Plus 5.0 | BYD | 2024-12-03
2023-10-24 | HBS9010 | Shenzhen BYD Electronics Co Ltd HVM 16.6 (x1) w/ Fronius Australia Pty Ltd Symo GEN24 Plus 5.0 Fronius Australia Pty Ltd Fronius Smart Meter WR 100-600V-8 | 16.56 |  |  | Shenzhen BYD Electronics Co Ltd | HVM 16.6 | 1 | Fronius Australia Pty Ltd | Symo GEN24 Plus 5.0 | BYD | 2024-12-03
2023-10-24 | HBS9011 | Shenzhen BYD Electronics Co Ltd HVM 19.3 (x1) w/ Fronius Australia Pty Ltd Symo GEN24 Plus 5.0 Fronius Australia Pty Ltd Fronius Smart Meter WR 100-600V-9 | 19.32 |  |  | Shenzhen BYD Electronics Co Ltd | HVM 19.3 | 1 | Fronius Australia Pty Ltd | Symo GEN24 Plus 5.0 | BYD | 2024-12-03
2023-10-24 | HBS9012 | Shenzhen BYD Electronics Co Ltd HVM 22.1 (x1) w/ Fronius Australia Pty Ltd Symo GEN24 Plus 5.0 Fronius Australia Pty Ltd Fronius Smart Meter WR 100-600V-10 | 22.08 |  |  | Shenzhen BYD Electronics Co Ltd | HVM 22.1 | 1 | Fronius Australia Pty Ltd | Symo GEN24 Plus 5.0 | BYD | 2024-12-03
2023-10-24 | HBS9013 | Shenzhen BYD Electronics Co Ltd HVS 7.7 (x2) w/ Fronius Australia Pty Ltd Symo GEN24 Plus 5.0 Fronius Australia Pty Ltd Fronius Smart Meter WR 100-600V-12 | 15.36 |  |  | Shenzhen BYD Electronics Co Ltd | HVS 7.7 | 2 | Fronius Australia Pty Ltd | Symo GEN24 Plus 5.0 | BYD | 2024-12-03
2023-10-24 | HBS9014 | Shenzhen BYD Electronics Co Ltd HVS 10.2 (x2) w/ Fronius Australia Pty Ltd Symo GEN24 Plus 5.0 Fronius Australia Pty Ltd Fronius Smart Meter WR 100-600V-13 | 20.48 |  |  | Shenzhen BYD Electronics Co Ltd | HVS 10.2 | 2 | Fronius Australia Pty Ltd | Symo GEN24 Plus 5.0 | BYD | 2024-12-03
2023-10-24 | HBS9015 | Shenzhen BYD Electronics Co Ltd HVM 11.0 (x2) w/ Fronius Australia Pty Ltd Symo GEN24 Plus 5.0 Fronius Australia Pty Ltd Fronius Smart Meter WR 100-600V-14 | 22.08 |  |  | Shenzhen BYD Electronics Co Ltd | HVM 11.0 | 2 | Fronius Australia Pty Ltd | Symo GEN24 Plus 5.0 | BYD | 2024-12-03
2023-10-24 | HBS9016 | Shenzhen BYD Electronics Co Ltd HVM 13.8 (x2) w/ Fronius Australia Pty Ltd Symo GEN24 Plus 5.0 Fronius Australia Pty Ltd Fronius Smart Meter WR 100-600V-15 | 27.6 |  |  | Shenzhen BYD Electronics Co Ltd | HVM 13.8 | 2 | Fronius Australia Pty Ltd | Symo GEN24 Plus 5.0 | BYD | 2024-12-03
2023-10-24 | HBS9017 | Shenzhen BYD Electronics Co Ltd HVM 16.6 (x2) w/ Fronius Australia Pty Ltd Symo GEN24 Plus 5.0 Fronius Australia Pty Ltd Fronius Smart Meter WR 100-600V-16 | 33.12 |  |  | Shenzhen BYD Electronics Co Ltd | HVM 16.6 | 2 | Fronius Australia Pty Ltd | Symo GEN24 Plus 5.0 | BYD | 2024-12-03
2023-10-24 | HBS9018 | Shenzhen BYD Electronics Co Ltd HVM 19.3 (x2) w/ Fronius Australia Pty Ltd Symo GEN24 Plus 5.0 Fronius Australia Pty Ltd Fronius Smart Meter WR 100-600V-17 | 38.64 |  |  | Shenzhen BYD Electronics Co Ltd | HVM 19.3 | 2 | Fronius Australia Pty Ltd | Symo GEN24 Plus 5.0 | BYD | 2024-12-03
2023-10-24 | HBS9019 | Shenzhen BYD Electronics Co Ltd HVM 22.1 (x2) w/ Fronius Australia Pty Ltd Symo GEN24 Plus 5.0 Fronius Australia Pty Ltd Fronius Smart Meter WR 100-600V-18 | 44.16 |  |  | Shenzhen BYD Electronics Co Ltd | HVM 22.1 | 2 | Fronius Australia Pty Ltd | Symo GEN24 Plus 5.0 | BYD | 2024-12-03
2023-10-24 | HBS9020 | Shenzhen BYD Electronics Co Ltd HVS 7.7 (x3) w/ Fronius Australia Pty Ltd Symo GEN24 Plus 5.0 Fronius Australia Pty Ltd Fronius Smart Meter WR 100-600V-20 | 23.04 |  |  | Shenzhen BYD Electronics Co Ltd | HVS 7.7 | 3 | Fronius Australia Pty Ltd | Symo GEN24 Plus 5.0 | BYD | 2024-12-03
2023-10-24 | HBS9021 | Shenzhen BYD Electronics Co Ltd HVS 10.2 (x3) w/ Fronius Australia Pty Ltd Symo GEN24 Plus 5.0 Fronius Australia Pty Ltd Fronius Smart Meter WR 100-600V-21 | 30.72 |  |  | Shenzhen BYD Electronics Co Ltd | HVS 10.2 | 3 | Fronius Australia Pty Ltd | Symo GEN24 Plus 5.0 | BYD | 2024-12-03
2023-10-24 | HBS9022 | Shenzhen BYD Electronics Co Ltd HVM 11.0 (x3) w/ Fronius Australia Pty Ltd Symo GEN24 Plus 5.0 Fronius Australia Pty Ltd Fronius Smart Meter WR 100-600V-22 | 33.12 |  |  | Shenzhen BYD Electronics Co Ltd | HVM 11.0 | 3 | Fronius Australia Pty Ltd | Symo GEN24 Plus 5.0 | BYD | 2024-12-03
2023-10-24 | HBS9023 | Shenzhen BYD Electronics Co Ltd HVM 13.8 (x3) w/ Fronius Australia Pty Ltd Symo GEN24 Plus 5.0 Fronius Australia Pty Ltd Fronius Smart Meter WR 100-600V-23 | 41.4 |  |  | Shenzhen BYD Electronics Co Ltd | HVM 13.8 | 3 | Fronius Australia Pty Ltd | Symo GEN24 Plus 5.0 | BYD | 2024-12-03
2023-10-24 | HBS9024 | Shenzhen BYD Electronics Co Ltd HVM 16.6 (x3) w/ Fronius Australia Pty Ltd Symo GEN24 Plus 5.0 Fronius Australia Pty Ltd Fronius Smart Meter WR 100-600V-24 | 49.68 |  |  | Shenzhen BYD Electronics Co Ltd | HVM 16.6 | 3 | Fronius Australia Pty Ltd | Symo GEN24 Plus 5.0 | BYD | 2024-12-03
2023-10-24 | HBS9025 | Shenzhen BYD Electronics Co Ltd HVM 19.3 (x3) w/ Fronius Australia Pty Ltd Symo GEN24 Plus 5.0 Fronius Australia Pty Ltd Fronius Smart Meter WR 100-600V-25 | 57.96 |  |  | Shenzhen BYD Electronics Co Ltd | HVM 19.3 | 3 | Fronius Australia Pty Ltd | Symo GEN24 Plus 5.0 | BYD | 2024-12-03
2023-10-24 | HBS9026 | Shenzhen BYD Electronics Co Ltd HVS 7.7 (x1) w/ Fronius Australia Pty Ltd Symo GEN24 Plus 6.0 Fronius Australia Pty Ltd Fronius Smart Meter 63A-1 / 63A-3 | 7.68 |  |  | Shenzhen BYD Electronics Co Ltd | HVS 7.7 | 1 | Fronius Australia Pty Ltd | Symo GEN24 Plus 6.0 | BYD | 2024-12-03
2023-10-24 | HBS9027 | Shenzhen BYD Electronics Co Ltd HVS 10.2 (x1) w/ Fronius Australia Pty Ltd Symo GEN24 Plus 6.0 Fronius Australia Pty Ltd Fronius Smart Meter 63A-1 / 63A-3 | 10.24 |  |  | Shenzhen BYD Electronics Co Ltd | HVS 10.2 | 1 | Fronius Australia Pty Ltd | Symo GEN24 Plus 6.0 | BYD | 2024-12-03
2023-10-24 | HBS9028 | Shenzhen BYD Electronics Co Ltd HVM 11.0 (x1) w/ Fronius Australia Pty Ltd Symo GEN24 Plus 6.0 Fronius Australia Pty Ltd Fronius Smart Meter 63A-1 / 63A-3 | 11.04 |  |  | Shenzhen BYD Electronics Co Ltd | HVM 11.0 | 1 | Fronius Australia Pty Ltd | Symo GEN24 Plus 6.0 | BYD | 2024-12-03
2023-10-24 | HBS9029 | Shenzhen BYD Electronics Co Ltd HVM 13.8 (x1) w/ Fronius Australia Pty Ltd Symo GEN24 Plus 6.0 Fronius Australia Pty Ltd Fronius Smart Meter 63A-1 / 63A-3 | 13.8 |  |  | Shenzhen BYD Electronics Co Ltd | HVM 13.8 | 1 | Fronius Australia Pty Ltd | Symo GEN24 Plus 6.0 | BYD | 2024-12-03
2023-10-24 | HBS9030 | Shenzhen BYD Electronics Co Ltd HVM 16.6 (x1) w/ Fronius Australia Pty Ltd Symo GEN24 Plus 6.0 Fronius Australia Pty Ltd Fronius Smart Meter 63A-1 / 63A-3 | 16.56 |  |  | Shenzhen BYD Electronics Co Ltd | HVM 16.6 | 1 | Fronius Australia Pty Ltd | Symo GEN24 Plus 6.0 | BYD | 2024-12-03
2023-10-24 | HBS9031 | Shenzhen BYD Electronics Co Ltd HVM 19.3 (x1) w/ Fronius Australia Pty Ltd Symo GEN24 Plus 6.0 Fronius Australia Pty Ltd Fronius Smart Meter 63A-1 / 63A-3 | 19.32 |  |  | Shenzhen BYD Electronics Co Ltd | HVM 19.3 | 1 | Fronius Australia Pty Ltd | Symo GEN24 Plus 6.0 | BYD | 2024-12-03
2023-10-24 | HBS9032 | Shenzhen BYD Electronics Co Ltd HVM 22.1 (x1) w/ Fronius Australia Pty Ltd Symo GEN24 Plus 6.0 Fronius Australia Pty Ltd Fronius Smart Meter 63A-1 / 63A-3 | 22.08 |  |  | Shenzhen BYD Electronics Co Ltd | HVM 22.1 | 1 | Fronius Australia Pty Ltd | Symo GEN24 Plus 6.0 | BYD | 2024-12-03
2023-10-24 | HBS9033 | Shenzhen BYD Electronics Co Ltd HVS 7.7 (x2) w/ Fronius Australia Pty Ltd Symo GEN24 Plus 6.0 Fronius Australia Pty Ltd Fronius Smart Meter 63A-1 / 63A-3 | 15.36 |  |  | Shenzhen BYD Electronics Co Ltd | HVS 7.7 | 2 | Fronius Australia Pty Ltd | Symo GEN24 Plus 6.0 | BYD | 2024-12-03
2023-10-24 | HBS9034 | Shenzhen BYD Electronics Co Ltd HVS 10.2 (x2) w/ Fronius Australia Pty Ltd Symo GEN24 Plus 6.0 Fronius Australia Pty Ltd Fronius Smart Meter 63A-1 / 63A-3 | 20.48 |  |  | Shenzhen BYD Electronics Co Ltd | HVS 10.2 | 2 | Fronius Australia Pty Ltd | Symo GEN24 Plus 6.0 | BYD | 2024-12-03
2023-10-24 | HBS9035 | Shenzhen BYD Electronics Co Ltd HVM 11.0 (x2) w/ Fronius Australia Pty Ltd Symo GEN24 Plus 6.0 Fronius Australia Pty Ltd Fronius Smart Meter 63A-1 / 63A-3 | 22.08 |  |  | Shenzhen BYD Electronics Co Ltd | HVM 11.0 | 2 | Fronius Australia Pty Ltd | Symo GEN24 Plus 6.0 | BYD | 2024-12-03
2023-10-24 | HBS9036 | Shenzhen BYD Electronics Co Ltd HVM 13.8 (x2) w/ Fronius Australia Pty Ltd Symo GEN24 Plus 6.0 Fronius Australia Pty Ltd Fronius Smart Meter 63A-1 / 63A-3 | 27.6 |  |  | Shenzhen BYD Electronics Co Ltd | HVM 13.8 | 2 | Fronius Australia Pty Ltd | Symo GEN24 Plus 6.0 | BYD | 2024-12-03
2023-10-24 | HBS9037 | Shenzhen BYD Electronics Co Ltd HVM 16.6 (x2) w/ Fronius Australia Pty Ltd Symo GEN24 Plus 6.0 Fronius Australia Pty Ltd Fronius Smart Meter 63A-1 / 63A-3 | 33.12 |  |  | Shenzhen BYD Electronics Co Ltd | HVM 16.6 | 2 | Fronius Australia Pty Ltd | Symo GEN24 Plus 6.0 | BYD | 2024-12-03
2023-10-24 | HBS9038 | Shenzhen BYD Electronics Co Ltd HVM 19.3 (x2) w/ Fronius Australia Pty Ltd Symo GEN24 Plus 6.0 Fronius Australia Pty Ltd Fronius Smart Meter 63A-1 / 63A-3 | 38.64 |  |  | Shenzhen BYD Electronics Co Ltd | HVM 19.3 | 2 | Fronius Australia Pty Ltd | Symo GEN24 Plus 6.0 | BYD | 2024-12-03
2023-10-24 | HBS9039 | Shenzhen BYD Electronics Co Ltd HVM 22.1 (x2) w/ Fronius Australia Pty Ltd Symo GEN24 Plus 6.0 Fronius Australia Pty Ltd Fronius Smart Meter 63A-1 / 63A-3 | 44.16 |  |  | Shenzhen BYD Electronics Co Ltd | HVM 22.1 | 2 | Fronius Australia Pty Ltd | Symo GEN24 Plus 6.0 | BYD | 2024-12-03
2023-10-24 | HBS9040 | Shenzhen BYD Electronics Co Ltd HVS 7.7 (x3) w/ Fronius Australia Pty Ltd Symo GEN24 Plus 6.0 Fronius Australia Pty Ltd Fronius Smart Meter 63A-1 / 63A-3 | 23.04 |  |  | Shenzhen BYD Electronics Co Ltd | HVS 7.7 | 3 | Fronius Australia Pty Ltd | Symo GEN24 Plus 6.0 | BYD | 2024-12-03
2023-10-24 | HBS9041 | Shenzhen BYD Electronics Co Ltd HVS 10.2 (x3) w/ Fronius Australia Pty Ltd Symo GEN24 Plus 6.0 Fronius Australia Pty Ltd Fronius Smart Meter 63A-1 / 63A-3 | 30.72 |  |  | Shenzhen BYD Electronics Co Ltd | HVS 10.2 | 3 | Fronius Australia Pty Ltd | Symo GEN24 Plus 6.0 | BYD | 2024-12-03
2023-10-24 | HBS9042 | Shenzhen BYD Electronics Co Ltd HVM 11.0 (x3) w/ Fronius Australia Pty Ltd Symo GEN24 Plus 6.0 Fronius Australia Pty Ltd Fronius Smart Meter 63A-1 / 63A-3 | 33.12 |  |  | Shenzhen BYD Electronics Co Ltd | HVM 11.0 | 3 | Fronius Australia Pty Ltd | Symo GEN24 Plus 6.0 | BYD | 2024-12-03
2023-10-24 | HBS9043 | Shenzhen BYD Electronics Co Ltd HVM 13.8 (x3) w/ Fronius Australia Pty Ltd Symo GEN24 Plus 6.0 Fronius Australia Pty Ltd Fronius Smart Meter 63A-1 / 63A-3 | 41.4 |  |  | Shenzhen BYD Electronics Co Ltd | HVM 13.8 | 3 | Fronius Australia Pty Ltd | Symo GEN24 Plus 6.0 | BYD | 2024-12-03
2023-10-24 | HBS9044 | Shenzhen BYD Electronics Co Ltd HVM 16.6 (x3) w/ Fronius Australia Pty Ltd Symo GEN24 Plus 6.0 Fronius Australia Pty Ltd Fronius Smart Meter 63A-1 / 63A-3 | 49.68 |  |  | Shenzhen BYD Electronics Co Ltd | HVM 16.6 | 3 | Fronius Australia Pty Ltd | Symo GEN24 Plus 6.0 | BYD | 2024-12-03
2023-10-24 | HBS9045 | Shenzhen BYD Electronics Co Ltd HVM 19.3 (x3) w/ Fronius Australia Pty Ltd Symo GEN24 Plus 6.0 Fronius Australia Pty Ltd Fronius Smart Meter 63A-1 / 63A-3 | 57.96 |  |  | Shenzhen BYD Electronics Co Ltd | HVM 19.3 | 3 | Fronius Australia Pty Ltd | Symo GEN24 Plus 6.0 | BYD | 2024-12-03
2023-10-24 | HBS9046 | Shenzhen BYD Electronics Co Ltd HVS 7.7 (x1) w/ Fronius Australia Pty Ltd Symo GEN24 Plus 6.0 Fronius Australia Pty Ltd Fronius Smart Meter WR 100-600V-4 | 7.68 |  |  | Shenzhen BYD Electronics Co Ltd | HVS 7.7 | 1 | Fronius Australia Pty Ltd | Symo GEN24 Plus 6.0 | BYD | 2024-12-03
2023-10-24 | HBS9047 | Shenzhen BYD Electronics Co Ltd HVS 10.2 (x1) w/ Fronius Australia Pty Ltd Symo GEN24 Plus 6.0 Fronius Australia Pty Ltd Fronius Smart Meter WR 100-600V-5 | 10.24 |  |  | Shenzhen BYD Electronics Co Ltd | HVS 10.2 | 1 | Fronius Australia Pty Ltd | Symo GEN24 Plus 6.0 | BYD | 2024-12-03
2023-10-24 | HBS9048 | Shenzhen BYD Electronics Co Ltd HVM 11.0 (x1) w/ Fronius Australia Pty Ltd Symo GEN24 Plus 6.0 Fronius Australia Pty Ltd Fronius Smart Meter WR 100-600V-6 | 11.04 |  |  | Shenzhen BYD Electronics Co Ltd | HVM 11.0 | 1 | Fronius Australia Pty Ltd | Symo GEN24 Plus 6.0 | BYD | 2024-12-03
2023-10-24 | HBS9049 | Shenzhen BYD Electronics Co Ltd HVM 13.8 (x1) w/ Fronius Australia Pty Ltd Symo GEN24 Plus 6.0 Fronius Australia Pty Ltd Fronius Smart Meter WR 100-600V-7 | 13.8 |  |  | Shenzhen BYD Electronics Co Ltd | HVM 13.8 | 1 | Fronius Australia Pty Ltd | Symo GEN24 Plus 6.0 | BYD | 2024-12-03
2023-10-24 | HBS9050 | Shenzhen BYD Electronics Co Ltd HVM 16.6 (x1) w/ Fronius Australia Pty Ltd Symo GEN24 Plus 6.0 Fronius Australia Pty Ltd Fronius Smart Meter WR 100-600V-8 | 16.56 |  |  | Shenzhen BYD Electronics Co Ltd | HVM 16.6 | 1 | Fronius Australia Pty Ltd | Symo GEN24 Plus 6.0 | BYD | 2024-12-03
2023-10-24 | HBS9051 | Shenzhen BYD Electronics Co Ltd HVM 19.3 (x1) w/ Fronius Australia Pty Ltd Symo GEN24 Plus 6.0 Fronius Australia Pty Ltd Fronius Smart Meter WR 100-600V-9 | 19.32 |  |  | Shenzhen BYD Electronics Co Ltd | HVM 19.3 | 1 | Fronius Australia Pty Ltd | Symo GEN24 Plus 6.0 | BYD | 2024-12-03
2023-10-24 | HBS9052 | Shenzhen BYD Electronics Co Ltd HVM 22.1 (x1) w/ Fronius Australia Pty Ltd Symo GEN24 Plus 6.0 Fronius Australia Pty Ltd Fronius Smart Meter WR 100-600V-10 | 22.08 |  |  | Shenzhen BYD Electronics Co Ltd | HVM 22.1 | 1 | Fronius Australia Pty Ltd | Symo GEN24 Plus 6.0 | BYD | 2024-12-03
2023-10-24 | HBS9053 | Shenzhen BYD Electronics Co Ltd HVS 7.7 (x2) w/ Fronius Australia Pty Ltd Symo GEN24 Plus 6.0 Fronius Australia Pty Ltd Fronius Smart Meter WR 100-600V-12 | 15.36 |  |  | Shenzhen BYD Electronics Co Ltd | HVS 7.7 | 2 | Fronius Australia Pty Ltd | Symo GEN24 Plus 6.0 | BYD | 2024-12-03
2023-10-24 | HBS9054 | Shenzhen BYD Electronics Co Ltd HVS 10.2 (x2) w/ Fronius Australia Pty Ltd Symo GEN24 Plus 6.0 Fronius Australia Pty Ltd Fronius Smart Meter WR 100-600V-13 | 20.48 |  |  | Shenzhen BYD Electronics Co Ltd | HVS 10.2 | 2 | Fronius Australia Pty Ltd | Symo GEN24 Plus 6.0 | BYD | 2024-12-03
2023-10-24 | HBS9055 | Shenzhen BYD Electronics Co Ltd HVM 11.0 (x2) w/ Fronius Australia Pty Ltd Symo GEN24 Plus 6.0 Fronius Australia Pty Ltd Fronius Smart Meter WR 100-600V-14 | 22.08 |  |  | Shenzhen BYD Electronics Co Ltd | HVM 11.0 | 2 | Fronius Australia Pty Ltd | Symo GEN24 Plus 6.0 | BYD | 2024-12-03
2023-10-24 | HBS9056 | Shenzhen BYD Electronics Co Ltd HVM 13.8 (x2) w/ Fronius Australia Pty Ltd Symo GEN24 Plus 6.0 Fronius Australia Pty Ltd Fronius Smart Meter WR 100-600V-15 | 27.6 |  |  | Shenzhen BYD Electronics Co Ltd | HVM 13.8 | 2 | Fronius Australia Pty Ltd | Symo GEN24 Plus 6.0 | BYD | 2024-12-03
2023-10-24 | HBS9057 | Shenzhen BYD Electronics Co Ltd HVM 16.6 (x2) w/ Fronius Australia Pty Ltd Symo GEN24 Plus 6.0 Fronius Australia Pty Ltd Fronius Smart Meter WR 100-600V-16 | 33.12 |  |  | Shenzhen BYD Electronics Co Ltd | HVM 16.6 | 2 | Fronius Australia Pty Ltd | Symo GEN24 Plus 6.0 | BYD | 2024-12-03
2023-10-24 | HBS9058 | Shenzhen BYD Electronics Co Ltd HVM 19.3 (x2) w/ Fronius Australia Pty Ltd Symo GEN24 Plus 6.0 Fronius Australia Pty Ltd Fronius Smart Meter WR 100-600V-17 | 38.64 |  |  | Shenzhen BYD Electronics Co Ltd | HVM 19.3 | 2 | Fronius Australia Pty Ltd | Symo GEN24 Plus 6.0 | BYD | 2024-12-03
2023-10-24 | HBS9059 | Shenzhen BYD Electronics Co Ltd HVM 22.1 (x2) w/ Fronius Australia Pty Ltd Symo GEN24 Plus 6.0 Fronius Australia Pty Ltd Fronius Smart Meter WR 100-600V-18 | 44.16 |  |  | Shenzhen BYD Electronics Co Ltd | HVM 22.1 | 2 | Fronius Australia Pty Ltd | Symo GEN24 Plus 6.0 | BYD | 2024-12-03
2023-10-24 | HBS9060 | Shenzhen BYD Electronics Co Ltd HVS 7.7 (x3) w/ Fronius Australia Pty Ltd Symo GEN24 Plus 6.0 Fronius Australia Pty Ltd Fronius Smart Meter WR 100-600V-20 | 23.04 |  |  | Shenzhen BYD Electronics Co Ltd | HVS 7.7 | 3 | Fronius Australia Pty Ltd | Symo GEN24 Plus 6.0 | BYD | 2024-12-03
2023-10-24 | HBS9061 | Shenzhen BYD Electronics Co Ltd HVS 10.2 (x3) w/ Fronius Australia Pty Ltd Symo GEN24 Plus 6.0 Fronius Australia Pty Ltd Fronius Smart Meter WR 100-600V-21 | 30.72 |  |  | Shenzhen BYD Electronics Co Ltd | HVS 10.2 | 3 | Fronius Australia Pty Ltd | Symo GEN24 Plus 6.0 | BYD | 2024-12-03
2023-10-24 | HBS9062 | Shenzhen BYD Electronics Co Ltd HVM 11.0 (x3) w/ Fronius Australia Pty Ltd Symo GEN24 Plus 6.0 Fronius Australia Pty Ltd Fronius Smart Meter WR 100-600V-22 | 33.12 |  |  | Shenzhen BYD Electronics Co Ltd | HVM 11.0 | 3 | Fronius Australia Pty Ltd | Symo GEN24 Plus 6.0 | BYD | 2024-12-03
2023-10-24 | HBS9063 | Shenzhen BYD Electronics Co Ltd HVM 13.8 (x3) w/ Fronius Australia Pty Ltd Symo GEN24 Plus 6.0 Fronius Australia Pty Ltd Fronius Smart Meter WR 100-600V-23 | 41.4 |  |  | Shenzhen BYD Electronics Co Ltd | HVM 13.8 | 3 | Fronius Australia Pty Ltd | Symo GEN24 Plus 6.0 | BYD | 2024-12-03
2023-10-24 | HBS9064 | Shenzhen BYD Electronics Co Ltd HVM 16.6 (x3) w/ Fronius Australia Pty Ltd Symo GEN24 Plus 6.0 Fronius Australia Pty Ltd Fronius Smart Meter WR 100-600V-24 | 49.68 |  |  | Shenzhen BYD Electronics Co Ltd | HVM 16.6 | 3 | Fronius Australia Pty Ltd | Symo GEN24 Plus 6.0 | BYD | 2024-12-03
2023-10-24 | HBS9065 | Shenzhen BYD Electronics Co Ltd HVM 19.3 (x3) w/ Fronius Australia Pty Ltd Symo GEN24 Plus 6.0 Fronius Australia Pty Ltd Fronius Smart Meter WR 100-600V-25 | 57.96 |  |  | Shenzhen BYD Electronics Co Ltd | HVM 19.3 | 3 | Fronius Australia Pty Ltd | Symo GEN24 Plus 6.0 | BYD | 2024-12-03
2023-10-24 | HBS9066 | Shenzhen BYD Electronics Co Ltd HVS 7.7 (x1) w/ Fronius Australia Pty Ltd Symo GEN24 Plus 8.0 Fronius Australia Pty Ltd Fronius Smart Meter 63A-1 / 63A-3 | 7.68 |  |  | Shenzhen BYD Electronics Co Ltd | HVS 7.7 | 1 | Fronius Australia Pty Ltd | Symo GEN24 Plus 8.0 | BYD | 2024-12-03
2023-10-24 | HBS9067 | Shenzhen BYD Electronics Co Ltd HVS 10.2 (x1) w/ Fronius Australia Pty Ltd Symo GEN24 Plus 8.0 Fronius Australia Pty Ltd Fronius Smart Meter 63A-1 / 63A-3 | 10.24 |  |  | Shenzhen BYD Electronics Co Ltd | HVS 10.2 | 1 | Fronius Australia Pty Ltd | Symo GEN24 Plus 8.0 | BYD | 2024-12-03
2023-10-24 | HBS9068 | Shenzhen BYD Electronics Co Ltd HVM 11.0 (x1) w/ Fronius Australia Pty Ltd Symo GEN24 Plus 8.0 Fronius Australia Pty Ltd Fronius Smart Meter 63A-1 / 63A-3 | 11.04 |  |  | Shenzhen BYD Electronics Co Ltd | HVM 11.0 | 1 | Fronius Australia Pty Ltd | Symo GEN24 Plus 8.0 | BYD | 2024-12-03
2023-10-24 | HBS9069 | Shenzhen BYD Electronics Co Ltd HVM 13.8 (x1) w/ Fronius Australia Pty Ltd Symo GEN24 Plus 8.0 Fronius Australia Pty Ltd Fronius Smart Meter 63A-1 / 63A-3 | 13.8 |  |  | Shenzhen BYD Electronics Co Ltd | HVM 13.8 | 1 | Fronius Australia Pty Ltd | Symo GEN24 Plus 8.0 | BYD | 2024-12-03
2023-10-24 | HBS9070 | Shenzhen BYD Electronics Co Ltd HVM 16.6 (x1) w/ Fronius Australia Pty Ltd Symo GEN24 Plus 8.0 Fronius Australia Pty Ltd Fronius Smart Meter 63A-1 / 63A-3 | 16.56 |  |  | Shenzhen BYD Electronics Co Ltd | HVM 16.6 | 1 | Fronius Australia Pty Ltd | Symo GEN24 Plus 8.0 | BYD | 2024-12-03
2023-10-24 | HBS9071 | Shenzhen BYD Electronics Co Ltd HVM 19.3 (x1) w/ Fronius Australia Pty Ltd Symo GEN24 Plus 8.0 Fronius Australia Pty Ltd Fronius Smart Meter 63A-1 / 63A-3 | 19.32 |  |  | Shenzhen BYD Electronics Co Ltd | HVM 19.3 | 1 | Fronius Australia Pty Ltd | Symo GEN24 Plus 8.0 | BYD | 2024-12-03
2023-10-24 | HBS9072 | Shenzhen BYD Electronics Co Ltd HVM 22.1 (x1) w/ Fronius Australia Pty Ltd Symo GEN24 Plus 8.0 Fronius Australia Pty Ltd Fronius Smart Meter 63A-1 / 63A-3 | 22.08 |  |  | Shenzhen BYD Electronics Co Ltd | HVM 22.1 | 1 | Fronius Australia Pty Ltd | Symo GEN24 Plus 8.0 | BYD | 2024-12-03
2023-10-24 | HBS9073 | Shenzhen BYD Electronics Co Ltd HVS 7.7 (x2) w/ Fronius Australia Pty Ltd Symo GEN24 Plus 8.0 Fronius Australia Pty Ltd Fronius Smart Meter 63A-1 / 63A-3 | 15.36 |  |  | Shenzhen BYD Electronics Co Ltd | HVS 7.7 | 2 | Fronius Australia Pty Ltd | Symo GEN24 Plus 8.0 | BYD | 2024-12-03
2023-10-24 | HBS9074 | Shenzhen BYD Electronics Co Ltd HVS 10.2 (x2) w/ Fronius Australia Pty Ltd Symo GEN24 Plus 8.0 Fronius Australia Pty Ltd Fronius Smart Meter 63A-1 / 63A-3 | 20.48 |  |  | Shenzhen BYD Electronics Co Ltd | HVS 10.2 | 2 | Fronius Australia Pty Ltd | Symo GEN24 Plus 8.0 | BYD | 2024-12-03
2023-10-24 | HBS9075 | Shenzhen BYD Electronics Co Ltd HVM 11.0 (x2) w/ Fronius Australia Pty Ltd Symo GEN24 Plus 8.0 Fronius Australia Pty Ltd Fronius Smart Meter 63A-1 / 63A-3 | 22.08 |  |  | Shenzhen BYD Electronics Co Ltd | HVM 11.0 | 2 | Fronius Australia Pty Ltd | Symo GEN24 Plus 8.0 | BYD | 2024-12-03
2023-10-24 | HBS9076 | Shenzhen BYD Electronics Co Ltd HVM 13.8 (x2) w/ Fronius Australia Pty Ltd Symo GEN24 Plus 8.0 Fronius Australia Pty Ltd Fronius Smart Meter 63A-1 / 63A-3 | 27.6 |  |  | Shenzhen BYD Electronics Co Ltd | HVM 13.8 | 2 | Fronius Australia Pty Ltd | Symo GEN24 Plus 8.0 | BYD | 2024-12-03
2023-10-24 | HBS9077 | Shenzhen BYD Electronics Co Ltd HVM 16.6 (x2) w/ Fronius Australia Pty Ltd Symo GEN24 Plus 8.0 Fronius Australia Pty Ltd Fronius Smart Meter 63A-1 / 63A-3 | 33.12 |  |  | Shenzhen BYD Electronics Co Ltd | HVM 16.6 | 2 | Fronius Australia Pty Ltd | Symo GEN24 Plus 8.0 | BYD | 2024-12-03
2023-10-24 | HBS9078 | Shenzhen BYD Electronics Co Ltd HVM 19.3 (x2) w/ Fronius Australia Pty Ltd Symo GEN24 Plus 8.0 Fronius Australia Pty Ltd Fronius Smart Meter 63A-1 / 63A-3 | 38.64 |  |  | Shenzhen BYD Electronics Co Ltd | HVM 19.3 | 2 | Fronius Australia Pty Ltd | Symo GEN24 Plus 8.0 | BYD | 2024-12-03
2023-10-24 | HBS9079 | Shenzhen BYD Electronics Co Ltd HVM 22.1 (x2) w/ Fronius Australia Pty Ltd Symo GEN24 Plus 8.0 Fronius Australia Pty Ltd Fronius Smart Meter 63A-1 / 63A-3 | 44.16 |  |  | Shenzhen BYD Electronics Co Ltd | HVM 22.1 | 2 | Fronius Australia Pty Ltd | Symo GEN24 Plus 8.0 | BYD | 2024-12-03
2023-10-24 | HBS9080 | Shenzhen BYD Electronics Co Ltd HVS 7.7 (x3) w/ Fronius Australia Pty Ltd Symo GEN24 Plus 8.0 Fronius Australia Pty Ltd Fronius Smart Meter 63A-1 / 63A-3 | 23.04 |  |  | Shenzhen BYD Electronics Co Ltd | HVS 7.7 | 3 | Fronius Australia Pty Ltd | Symo GEN24 Plus 8.0 | BYD | 2024-12-03
2023-10-24 | HBS9081 | Shenzhen BYD Electronics Co Ltd HVS 10.2 (x3) w/ Fronius Australia Pty Ltd Symo GEN24 Plus 8.0 Fronius Australia Pty Ltd Fronius Smart Meter 63A-1 / 63A-3 | 30.72 |  |  | Shenzhen BYD Electronics Co Ltd | HVS 10.2 | 3 | Fronius Australia Pty Ltd | Symo GEN24 Plus 8.0 | BYD | 2024-12-03
2023-10-24 | HBS9082 | Shenzhen BYD Electronics Co Ltd HVM 11.0 (x3) w/ Fronius Australia Pty Ltd Symo GEN24 Plus 8.0 Fronius Australia Pty Ltd Fronius Smart Meter 63A-1 / 63A-3 | 33.12 |  |  | Shenzhen BYD Electronics Co Ltd | HVM 11.0 | 3 | Fronius Australia Pty Ltd | Symo GEN24 Plus 8.0 | BYD | 2024-12-03
2023-10-24 | HBS9083 | Shenzhen BYD Electronics Co Ltd HVM 13.8 (x3) w/ Fronius Australia Pty Ltd Symo GEN24 Plus 8.0 Fronius Australia Pty Ltd Fronius Smart Meter 63A-1 / 63A-3 | 41.4 |  |  | Shenzhen BYD Electronics Co Ltd | HVM 13.8 | 3 | Fronius Australia Pty Ltd | Symo GEN24 Plus 8.0 | BYD | 2024-12-03
2023-10-24 | HBS9084 | Shenzhen BYD Electronics Co Ltd HVM 16.6 (x3) w/ Fronius Australia Pty Ltd Symo GEN24 Plus 8.0 Fronius Australia Pty Ltd Fronius Smart Meter 63A-1 / 63A-3 | 49.68 |  |  | Shenzhen BYD Electronics Co Ltd | HVM 16.6 | 3 | Fronius Australia Pty Ltd | Symo GEN24 Plus 8.0 | BYD | 2024-12-03
2023-10-24 | HBS9085 | Shenzhen BYD Electronics Co Ltd HVM 19.3 (x3) w/ Fronius Australia Pty Ltd Symo GEN24 Plus 8.0 Fronius Australia Pty Ltd Fronius Smart Meter 63A-1 / 63A-3 | 57.96 |  |  | Shenzhen BYD Electronics Co Ltd | HVM 19.3 | 3 | Fronius Australia Pty Ltd | Symo GEN24 Plus 8.0 | BYD | 2024-12-03
2023-10-24 | HBS9086 | Shenzhen BYD Electronics Co Ltd HVS 7.7 (x1) w/ Fronius Australia Pty Ltd Symo GEN24 Plus 8.0 Fronius Australia Pty Ltd Fronius Smart Meter WR 100-600V-4 | 7.68 |  |  | Shenzhen BYD Electronics Co Ltd | HVS 7.7 | 1 | Fronius Australia Pty Ltd | Symo GEN24 Plus 8.0 | BYD | 2024-12-03
2023-10-24 | HBS9087 | Shenzhen BYD Electronics Co Ltd HVS 10.2 (x1) w/ Fronius Australia Pty Ltd Symo GEN24 Plus 8.0 Fronius Australia Pty Ltd Fronius Smart Meter WR 100-600V-5 | 10.24 |  |  | Shenzhen BYD Electronics Co Ltd | HVS 10.2 | 1 | Fronius Australia Pty Ltd | Symo GEN24 Plus 8.0 | BYD | 2024-12-03
2023-10-24 | HBS9088 | Shenzhen BYD Electronics Co Ltd HVM 11.0 (x1) w/ Fronius Australia Pty Ltd Symo GEN24 Plus 8.0 Fronius Australia Pty Ltd Fronius Smart Meter WR 100-600V-6 | 11.04 |  |  | Shenzhen BYD Electronics Co Ltd | HVM 11.0 | 1 | Fronius Australia Pty Ltd | Symo GEN24 Plus 8.0 | BYD | 2024-12-03
2023-10-24 | HBS9089 | Shenzhen BYD Electronics Co Ltd HVM 13.8 (x1) w/ Fronius Australia Pty Ltd Symo GEN24 Plus 8.0 Fronius Australia Pty Ltd Fronius Smart Meter WR 100-600V-7 | 13.8 |  |  | Shenzhen BYD Electronics Co Ltd | HVM 13.8 | 1 | Fronius Australia Pty Ltd | Symo GEN24 Plus 8.0 | BYD | 2024-12-03
2023-10-24 | HBS9090 | Shenzhen BYD Electronics Co Ltd HVM 16.6 (x1) w/ Fronius Australia Pty Ltd Symo GEN24 Plus 8.0 Fronius Australia Pty Ltd Fronius Smart Meter WR 100-600V-8 | 16.56 |  |  | Shenzhen BYD Electronics Co Ltd | HVM 16.6 | 1 | Fronius Australia Pty Ltd | Symo GEN24 Plus 8.0 | BYD | 2024-12-03
2023-10-24 | HBS9091 | Shenzhen BYD Electronics Co Ltd HVM 19.3 (x1) w/ Fronius Australia Pty Ltd Symo GEN24 Plus 8.0 Fronius Australia Pty Ltd Fronius Smart Meter WR 100-600V-9 | 19.32 |  |  | Shenzhen BYD Electronics Co Ltd | HVM 19.3 | 1 | Fronius Australia Pty Ltd | Symo GEN24 Plus 8.0 | BYD | 2024-12-03
2023-10-24 | HBS9092 | Shenzhen BYD Electronics Co Ltd HVM 22.1 (x1) w/ Fronius Australia Pty Ltd Symo GEN24 Plus 8.0 Fronius Australia Pty Ltd Fronius Smart Meter WR 100-600V-10 | 22.08 |  |  | Shenzhen BYD Electronics Co Ltd | HVM 22.1 | 1 | Fronius Australia Pty Ltd | Symo GEN24 Plus 8.0 | BYD | 2024-12-03
2023-10-24 | HBS9093 | Shenzhen BYD Electronics Co Ltd HVS 7.7 (x2) w/ Fronius Australia Pty Ltd Symo GEN24 Plus 8.0 Fronius Australia Pty Ltd Fronius Smart Meter WR 100-600V-12 | 15.36 |  |  | Shenzhen BYD Electronics Co Ltd | HVS 7.7 | 2 | Fronius Australia Pty Ltd | Symo GEN24 Plus 8.0 | BYD | 2024-12-03
2023-10-24 | HBS9094 | Shenzhen BYD Electronics Co Ltd HVS 10.2 (x2) w/ Fronius Australia Pty Ltd Symo GEN24 Plus 8.0 Fronius Australia Pty Ltd Fronius Smart Meter WR 100-600V-13 | 20.48 |  |  | Shenzhen BYD Electronics Co Ltd | HVS 10.2 | 2 | Fronius Australia Pty Ltd | Symo GEN24 Plus 8.0 | BYD | 2024-12-03
2023-10-24 | HBS9095 | Shenzhen BYD Electronics Co Ltd HVM 11.0 (x2) w/ Fronius Australia Pty Ltd Symo GEN24 Plus 8.0 Fronius Australia Pty Ltd Fronius Smart Meter WR 100-600V-14 | 22.08 |  |  | Shenzhen BYD Electronics Co Ltd | HVM 11.0 | 2 | Fronius Australia Pty Ltd | Symo GEN24 Plus 8.0 | BYD | 2024-12-03
2023-10-24 | HBS9096 | Shenzhen BYD Electronics Co Ltd HVM 13.8 (x2) w/ Fronius Australia Pty Ltd Symo GEN24 Plus 8.0 Fronius Australia Pty Ltd Fronius Smart Meter WR 100-600V-15 | 27.6 |  |  | Shenzhen BYD Electronics Co Ltd | HVM 13.8 | 2 | Fronius Australia Pty Ltd | Symo GEN24 Plus 8.0 | BYD | 2024-12-03
2023-10-24 | HBS9097 | Shenzhen BYD Electronics Co Ltd HVM 16.6 (x2) w/ Fronius Australia Pty Ltd Symo GEN24 Plus 8.0 Fronius Australia Pty Ltd Fronius Smart Meter WR 100-600V-16 | 33.12 |  |  | Shenzhen BYD Electronics Co Ltd | HVM 16.6 | 2 | Fronius Australia Pty Ltd | Symo GEN24 Plus 8.0 | BYD | 2024-12-03
2023-10-24 | HBS9098 | Shenzhen BYD Electronics Co Ltd HVM 19.3 (x2) w/ Fronius Australia Pty Ltd Symo GEN24 Plus 8.0 Fronius Australia Pty Ltd Fronius Smart Meter WR 100-600V-17 | 38.64 |  |  | Shenzhen BYD Electronics Co Ltd | HVM 19.3 | 2 | Fronius Australia Pty Ltd | Symo GEN24 Plus 8.0 | BYD | 2024-12-03
2023-10-24 | HBS9099 | Shenzhen BYD Electronics Co Ltd HVM 22.1 (x2) w/ Fronius Australia Pty Ltd Symo GEN24 Plus 8.0 Fronius Australia Pty Ltd Fronius Smart Meter WR 100-600V-18 | 44.16 |  |  | Shenzhen BYD Electronics Co Ltd | HVM 22.1 | 2 | Fronius Australia Pty Ltd | Symo GEN24 Plus 8.0 | BYD | 2024-12-03
2023-10-24 | HBS9100 | Shenzhen BYD Electronics Co Ltd HVS 7.7 (x3) w/ Fronius Australia Pty Ltd Symo GEN24 Plus 8.0 Fronius Australia Pty Ltd Fronius Smart Meter WR 100-600V-20 | 23.04 |  |  | Shenzhen BYD Electronics Co Ltd | HVS 7.7 | 3 | Fronius Australia Pty Ltd | Symo GEN24 Plus 8.0 | BYD | 2024-12-03
2023-10-24 | HBS9101 | Shenzhen BYD Electronics Co Ltd HVS 10.2 (x3) w/ Fronius Australia Pty Ltd Symo GEN24 Plus 8.0 Fronius Australia Pty Ltd Fronius Smart Meter WR 100-600V-21 | 30.72 |  |  | Shenzhen BYD Electronics Co Ltd | HVS 10.2 | 3 | Fronius Australia Pty Ltd | Symo GEN24 Plus 8.0 | BYD | 2024-12-03
2023-10-24 | HBS9102 | Shenzhen BYD Electronics Co Ltd HVM 11.0 (x3) w/ Fronius Australia Pty Ltd Symo GEN24 Plus 8.0 Fronius Australia Pty Ltd Fronius Smart Meter WR 100-600V-22 | 33.12 |  |  | Shenzhen BYD Electronics Co Ltd | HVM 11.0 | 3 | Fronius Australia Pty Ltd | Symo GEN24 Plus 8.0 | BYD | 2024-12-03
2023-10-24 | HBS9103 | Shenzhen BYD Electronics Co Ltd HVM 13.8 (x3) w/ Fronius Australia Pty Ltd Symo GEN24 Plus 8.0 Fronius Australia Pty Ltd Fronius Smart Meter WR 100-600V-23 | 41.4 |  |  | Shenzhen BYD Electronics Co Ltd | HVM 13.8 | 3 | Fronius Australia Pty Ltd | Symo GEN24 Plus 8.0 | BYD | 2024-12-03
2023-10-24 | HBS9104 | Shenzhen BYD Electronics Co Ltd HVM 16.6 (x3) w/ Fronius Australia Pty Ltd Symo GEN24 Plus 8.0 Fronius Australia Pty Ltd Fronius Smart Meter WR 100-600V-24 | 49.68 |  |  | Shenzhen BYD Electronics Co Ltd | HVM 16.6 | 3 | Fronius Australia Pty Ltd | Symo GEN24 Plus 8.0 | BYD | 2024-12-03
2023-10-24 | HBS9105 | Shenzhen BYD Electronics Co Ltd HVM 19.3 (x3) w/ Fronius Australia Pty Ltd Symo GEN24 Plus 8.0 Fronius Australia Pty Ltd Fronius Smart Meter WR 100-600V-25 | 57.96 |  |  | Shenzhen BYD Electronics Co Ltd | HVM 19.3 | 3 | Fronius Australia Pty Ltd | Symo GEN24 Plus 8.0 | BYD | 2024-12-03
2023-10-24 | HBS9106 | Shenzhen BYD Electronics Co Ltd HVS 7.7 (x1) w/ Fronius Australia Pty Ltd Symo GEN24 Plus 10.0 Fronius Australia Pty Ltd Fronius Smart Meter 63A-1 / 63A-3 | 7.68 |  |  | Shenzhen BYD Electronics Co Ltd | HVS 7.7 | 1 | Fronius Australia Pty Ltd | Symo GEN24 Plus 10.0 | BYD | 2024-12-03
2023-10-24 | HBS9107 | Shenzhen BYD Electronics Co Ltd HVS 10.2 (x1) w/ Fronius Australia Pty Ltd Symo GEN24 Plus 10.0 Fronius Australia Pty Ltd Fronius Smart Meter 63A-1 / 63A-3 | 10.24 |  |  | Shenzhen BYD Electronics Co Ltd | HVS 10.2 | 1 | Fronius Australia Pty Ltd | Symo GEN24 Plus 10.0 | BYD | 2024-12-03
2023-10-24 | HBS9108 | Shenzhen BYD Electronics Co Ltd HVM 11.0 (x1) w/ Fronius Australia Pty Ltd Symo GEN24 Plus 10.0 Fronius Australia Pty Ltd Fronius Smart Meter 63A-1 / 63A-3 | 11.04 |  |  | Shenzhen BYD Electronics Co Ltd | HVM 11.0 | 1 | Fronius Australia Pty Ltd | Symo GEN24 Plus 10.0 | BYD | 2024-12-03
2023-10-24 | HBS9109 | Shenzhen BYD Electronics Co Ltd HVM 13.8 (x1) w/ Fronius Australia Pty Ltd Symo GEN24 Plus 10.0 Fronius Australia Pty Ltd Fronius Smart Meter 63A-1 / 63A-3 | 13.8 |  |  | Shenzhen BYD Electronics Co Ltd | HVM 13.8 | 1 | Fronius Australia Pty Ltd | Symo GEN24 Plus 10.0 | BYD | 2024-12-03
2023-10-24 | HBS9110 | Shenzhen BYD Electronics Co Ltd HVM 16.6 (x1) w/ Fronius Australia Pty Ltd Symo GEN24 Plus 10.0 Fronius Australia Pty Ltd Fronius Smart Meter 63A-1 / 63A-3 | 16.56 |  |  | Shenzhen BYD Electronics Co Ltd | HVM 16.6 | 1 | Fronius Australia Pty Ltd | Symo GEN24 Plus 10.0 | BYD | 2024-12-03
2023-10-24 | HBS9111 | Shenzhen BYD Electronics Co Ltd HVM 19.3 (x1) w/ Fronius Australia Pty Ltd Symo GEN24 Plus 10.0 Fronius Australia Pty Ltd Fronius Smart Meter 63A-1 / 63A-3 | 19.32 |  |  | Shenzhen BYD Electronics Co Ltd | HVM 19.3 | 1 | Fronius Australia Pty Ltd | Symo GEN24 Plus 10.0 | BYD | 2024-12-03
2023-10-24 | HBS9112 | Shenzhen BYD Electronics Co Ltd HVM 22.1 (x1) w/ Fronius Australia Pty Ltd Symo GEN24 Plus 10.0 Fronius Australia Pty Ltd Fronius Smart Meter 63A-1 / 63A-3 | 22.08 |  |  | Shenzhen BYD Electronics Co Ltd | HVM 22.1 | 1 | Fronius Australia Pty Ltd | Symo GEN24 Plus 10.0 | BYD | 2024-12-03
2023-10-24 | HBS9113 | Shenzhen BYD Electronics Co Ltd HVS 7.7 (x2) w/ Fronius Australia Pty Ltd Symo GEN24 Plus 10.0 Fronius Australia Pty Ltd Fronius Smart Meter 63A-1 / 63A-3 | 15.36 |  |  | Shenzhen BYD Electronics Co Ltd | HVS 7.7 | 2 | Fronius Australia Pty Ltd | Symo GEN24 Plus 10.0 | BYD | 2024-12-03
2023-10-24 | HBS9114 | Shenzhen BYD Electronics Co Ltd HVS 10.2 (x2) w/ Fronius Australia Pty Ltd Symo GEN24 Plus 10.0 Fronius Australia Pty Ltd Fronius Smart Meter 63A-1 / 63A-3 | 20.48 |  |  | Shenzhen BYD Electronics Co Ltd | HVS 10.2 | 2 | Fronius Australia Pty Ltd | Symo GEN24 Plus 10.0 | BYD | 2024-12-03
2023-10-24 | HBS9115 | Shenzhen BYD Electronics Co Ltd HVM 11.0 (x2) w/ Fronius Australia Pty Ltd Symo GEN24 Plus 10.0 Fronius Australia Pty Ltd Fronius Smart Meter 63A-1 / 63A-3 | 22.08 |  |  | Shenzhen BYD Electronics Co Ltd | HVM 11.0 | 2 | Fronius Australia Pty Ltd | Symo GEN24 Plus 10.0 | BYD | 2024-12-03
2023-10-24 | HBS9116 | Shenzhen BYD Electronics Co Ltd HVM 13.8 (x2) w/ Fronius Australia Pty Ltd Symo GEN24 Plus 10.0 Fronius Australia Pty Ltd Fronius Smart Meter 63A-1 / 63A-3 | 27.6 |  |  | Shenzhen BYD Electronics Co Ltd | HVM 13.8 | 2 | Fronius Australia Pty Ltd | Symo GEN24 Plus 10.0 | BYD | 2024-12-03
2023-10-24 | HBS9117 | Shenzhen BYD Electronics Co Ltd HVM 16.6 (x2) w/ Fronius Australia Pty Ltd Symo GEN24 Plus 10.0 Fronius Australia Pty Ltd Fronius Smart Meter 63A-1 / 63A-3 | 33.12 |  |  | Shenzhen BYD Electronics Co Ltd | HVM 16.6 | 2 | Fronius Australia Pty Ltd | Symo GEN24 Plus 10.0 | BYD | 2024-12-03
2023-10-24 | HBS9118 | Shenzhen BYD Electronics Co Ltd HVM 19.3 (x2) w/ Fronius Australia Pty Ltd Symo GEN24 Plus 10.0 Fronius Australia Pty Ltd Fronius Smart Meter 63A-1 / 63A-3 | 38.64 |  |  | Shenzhen BYD Electronics Co Ltd | HVM 19.3 | 2 | Fronius Australia Pty Ltd | Symo GEN24 Plus 10.0 | BYD | 2024-12-03
2023-10-24 | HBS9119 | Shenzhen BYD Electronics Co Ltd HVM 22.1 (x2) w/ Fronius Australia Pty Ltd Symo GEN24 Plus 10.0 Fronius Australia Pty Ltd Fronius Smart Meter 63A-1 / 63A-3 | 44.16 |  |  | Shenzhen BYD Electronics Co Ltd | HVM 22.1 | 2 | Fronius Australia Pty Ltd | Symo GEN24 Plus 10.0 | BYD | 2024-12-03
2023-10-24 | HBS9120 | Shenzhen BYD Electronics Co Ltd HVS 7.7 (x3) w/ Fronius Australia Pty Ltd Symo GEN24 Plus 10.0 Fronius Australia Pty Ltd Fronius Smart Meter 63A-1 / 63A-3 | 23.04 |  |  | Shenzhen BYD Electronics Co Ltd | HVS 7.7 | 3 | Fronius Australia Pty Ltd | Symo GEN24 Plus 10.0 | BYD | 2024-12-03
2023-10-24 | HBS9121 | Shenzhen BYD Electronics Co Ltd HVS 10.2 (x3) w/ Fronius Australia Pty Ltd Symo GEN24 Plus 10.0 Fronius Australia Pty Ltd Fronius Smart Meter 63A-1 / 63A-3 | 30.72 |  |  | Shenzhen BYD Electronics Co Ltd | HVS 10.2 | 3 | Fronius Australia Pty Ltd | Symo GEN24 Plus 10.0 | BYD | 2024-12-03
2023-10-24 | HBS9122 | Shenzhen BYD Electronics Co Ltd HVM 11.0 (x3) w/ Fronius Australia Pty Ltd Symo GEN24 Plus 10.0 Fronius Australia Pty Ltd Fronius Smart Meter 63A-1 / 63A-3 | 33.12 |  |  | Shenzhen BYD Electronics Co Ltd | HVM 11.0 | 3 | Fronius Australia Pty Ltd | Symo GEN24 Plus 10.0 | BYD | 2024-12-03
2023-10-24 | HBS9123 | Shenzhen BYD Electronics Co Ltd HVM 13.8 (x3) w/ Fronius Australia Pty Ltd Symo GEN24 Plus 10.0 Fronius Australia Pty Ltd Fronius Smart Meter 63A-1 / 63A-3 | 41.4 |  |  | Shenzhen BYD Electronics Co Ltd | HVM 13.8 | 3 | Fronius Australia Pty Ltd | Symo GEN24 Plus 10.0 | BYD | 2024-12-03
2023-10-24 | HBS9124 | Shenzhen BYD Electronics Co Ltd HVM 16.6 (x3) w/ Fronius Australia Pty Ltd Symo GEN24 Plus 10.0 Fronius Australia Pty Ltd Fronius Smart Meter 63A-1 / 63A-3 | 49.68 |  |  | Shenzhen BYD Electronics Co Ltd | HVM 16.6 | 3 | Fronius Australia Pty Ltd | Symo GEN24 Plus 10.0 | BYD | 2024-12-03
2023-10-24 | HBS9125 | Shenzhen BYD Electronics Co Ltd HVM 19.3 (x3) w/ Fronius Australia Pty Ltd Symo GEN24 Plus 10.0 Fronius Australia Pty Ltd Fronius Smart Meter 63A-1 / 63A-3 | 57.96 |  |  | Shenzhen BYD Electronics Co Ltd | HVM 19.3 | 3 | Fronius Australia Pty Ltd | Symo GEN24 Plus 10.0 | BYD | 2024-12-03
2023-10-24 | HBS9126 | Shenzhen BYD Electronics Co Ltd HVS 7.7 (x1) w/ Fronius Australia Pty Ltd Symo GEN24 Plus 10.0 Fronius Australia Pty Ltd Fronius Smart Meter WR 100-600V-4 | 7.68 |  |  | Shenzhen BYD Electronics Co Ltd | HVS 7.7 | 1 | Fronius Australia Pty Ltd | Symo GEN24 Plus 10.0 | BYD | 2024-12-03
2023-10-24 | HBS9127 | Shenzhen BYD Electronics Co Ltd HVS 10.2 (x1) w/ Fronius Australia Pty Ltd Symo GEN24 Plus 10.0 Fronius Australia Pty Ltd Fronius Smart Meter WR 100-600V-5 | 10.24 |  |  | Shenzhen BYD Electronics Co Ltd | HVS 10.2 | 1 | Fronius Australia Pty Ltd | Symo GEN24 Plus 10.0 | BYD | 2024-12-03
2023-10-24 | HBS9128 | Shenzhen BYD Electronics Co Ltd HVM 11.0 (x1) w/ Fronius Australia Pty Ltd Symo GEN24 Plus 10.0 Fronius Australia Pty Ltd Fronius Smart Meter WR 100-600V-6 | 11.04 |  |  | Shenzhen BYD Electronics Co Ltd | HVM 11.0 | 1 | Fronius Australia Pty Ltd | Symo GEN24 Plus 10.0 | BYD | 2024-12-03
2023-10-24 | HBS9129 | Shenzhen BYD Electronics Co Ltd HVM 13.8 (x1) w/ Fronius Australia Pty Ltd Symo GEN24 Plus 10.0 Fronius Australia Pty Ltd Fronius Smart Meter WR 100-600V-7 | 13.8 |  |  | Shenzhen BYD Electronics Co Ltd | HVM 13.8 | 1 | Fronius Australia Pty Ltd | Symo GEN24 Plus 10.0 | BYD | 2024-12-03
2023-10-24 | HBS9130 | Shenzhen BYD Electronics Co Ltd HVM 16.6 (x1) w/ Fronius Australia Pty Ltd Symo GEN24 Plus 10.0 Fronius Australia Pty Ltd Fronius Smart Meter WR 100-600V-8 | 16.56 |  |  | Shenzhen BYD Electronics Co Ltd | HVM 16.6 | 1 | Fronius Australia Pty Ltd | Symo GEN24 Plus 10.0 | BYD | 2024-12-03
2023-10-24 | HBS9131 | Shenzhen BYD Electronics Co Ltd HVM 19.3 (x1) w/ Fronius Australia Pty Ltd Symo GEN24 Plus 10.0 Fronius Australia Pty Ltd Fronius Smart Meter WR 100-600V-9 | 19.32 |  |  | Shenzhen BYD Electronics Co Ltd | HVM 19.3 | 1 | Fronius Australia Pty Ltd | Symo GEN24 Plus 10.0 | BYD | 2024-12-03
2023-10-24 | HBS9132 | Shenzhen BYD Electronics Co Ltd HVM 22.1 (x1) w/ Fronius Australia Pty Ltd Symo GEN24 Plus 10.0 Fronius Australia Pty Ltd Fronius Smart Meter WR 100-600V-10 | 22.08 |  |  | Shenzhen BYD Electronics Co Ltd | HVM 22.1 | 1 | Fronius Australia Pty Ltd | Symo GEN24 Plus 10.0 | BYD | 2024-12-03
2023-10-24 | HBS9133 | Shenzhen BYD Electronics Co Ltd HVS 7.7 (x2) w/ Fronius Australia Pty Ltd Symo GEN24 Plus 10.0 Fronius Australia Pty Ltd Fronius Smart Meter WR 100-600V-12 | 15.36 |  |  | Shenzhen BYD Electronics Co Ltd | HVS 7.7 | 2 | Fronius Australia Pty Ltd | Symo GEN24 Plus 10.0 | BYD | 2024-12-03
2023-10-24 | HBS9134 | Shenzhen BYD Electronics Co Ltd HVS 10.2 (x2) w/ Fronius Australia Pty Ltd Symo GEN24 Plus 10.0 Fronius Australia Pty Ltd Fronius Smart Meter WR 100-600V-13 | 20.48 |  |  | Shenzhen BYD Electronics Co Ltd | HVS 10.2 | 2 | Fronius Australia Pty Ltd | Symo GEN24 Plus 10.0 | BYD | 2024-12-03
2023-10-24 | HBS9135 | Shenzhen BYD Electronics Co Ltd HVM 11.0 (x2) w/ Fronius Australia Pty Ltd Symo GEN24 Plus 10.0 Fronius Australia Pty Ltd Fronius Smart Meter WR 100-600V-14 | 22.08 |  |  | Shenzhen BYD Electronics Co Ltd | HVM 11.0 | 2 | Fronius Australia Pty Ltd | Symo GEN24 Plus 10.0 | BYD | 2024-12-03
2023-10-24 | HBS9136 | Shenzhen BYD Electronics Co Ltd HVM 13.8 (x2) w/ Fronius Australia Pty Ltd Symo GEN24 Plus 10.0 Fronius Australia Pty Ltd Fronius Smart Meter WR 100-600V-15 | 27.6 |  |  | Shenzhen BYD Electronics Co Ltd | HVM 13.8 | 2 | Fronius Australia Pty Ltd | Symo GEN24 Plus 10.0 | BYD | 2024-12-03
2023-10-24 | HBS9137 | Shenzhen BYD Electronics Co Ltd HVM 16.6 (x2) w/ Fronius Australia Pty Ltd Symo GEN24 Plus 10.0 Fronius Australia Pty Ltd Fronius Smart Meter WR 100-600V-16 | 33.12 |  |  | Shenzhen BYD Electronics Co Ltd | HVM 16.6 | 2 | Fronius Australia Pty Ltd | Symo GEN24 Plus 10.0 | BYD | 2024-12-03
2023-10-24 | HBS9138 | Shenzhen BYD Electronics Co Ltd HVM 19.3 (x2) w/ Fronius Australia Pty Ltd Symo GEN24 Plus 10.0 Fronius Australia Pty Ltd Fronius Smart Meter WR 100-600V-17 | 38.64 |  |  | Shenzhen BYD Electronics Co Ltd | HVM 19.3 | 2 | Fronius Australia Pty Ltd | Symo GEN24 Plus 10.0 | BYD | 2024-12-03
2023-10-24 | HBS9139 | Shenzhen BYD Electronics Co Ltd HVM 22.1 (x2) w/ Fronius Australia Pty Ltd Symo GEN24 Plus 10.0 Fronius Australia Pty Ltd Fronius Smart Meter WR 100-600V-18 | 44.16 |  |  | Shenzhen BYD Electronics Co Ltd | HVM 22.1 | 2 | Fronius Australia Pty Ltd | Symo GEN24 Plus 10.0 | BYD | 2024-12-03
2023-10-24 | HBS9140 | Shenzhen BYD Electronics Co Ltd HVS 7.7 (x3) w/ Fronius Australia Pty Ltd Symo GEN24 Plus 10.0 Fronius Australia Pty Ltd Fronius Smart Meter WR 100-600V-20 | 23.04 |  |  | Shenzhen BYD Electronics Co Ltd | HVS 7.7 | 3 | Fronius Australia Pty Ltd | Symo GEN24 Plus 10.0 | BYD | 2024-12-03
2023-10-24 | HBS9141 | Shenzhen BYD Electronics Co Ltd HVS 10.2 (x3) w/ Fronius Australia Pty Ltd Symo GEN24 Plus 10.0 Fronius Australia Pty Ltd Fronius Smart Meter WR 100-600V-21 | 30.72 |  |  | Shenzhen BYD Electronics Co Ltd | HVS 10.2 | 3 | Fronius Australia Pty Ltd | Symo GEN24 Plus 10.0 | BYD | 2024-12-03
2023-10-24 | HBS9142 | Shenzhen BYD Electronics Co Ltd HVM 11.0 (x3) w/ Fronius Australia Pty Ltd Symo GEN24 Plus 10.0 Fronius Australia Pty Ltd Fronius Smart Meter WR 100-600V-22 | 33.12 |  |  | Shenzhen BYD Electronics Co Ltd | HVM 11.0 | 3 | Fronius Australia Pty Ltd | Symo GEN24 Plus 10.0 | BYD | 2024-12-03
2023-10-24 | HBS9143 | Shenzhen BYD Electronics Co Ltd HVM 13.8 (x3) w/ Fronius Australia Pty Ltd Symo GEN24 Plus 10.0 Fronius Australia Pty Ltd Fronius Smart Meter WR 100-600V-23 | 41.4 |  |  | Shenzhen BYD Electronics Co Ltd | HVM 13.8 | 3 | Fronius Australia Pty Ltd | Symo GEN24 Plus 10.0 | BYD | 2024-12-03
2023-10-24 | HBS9144 | Shenzhen BYD Electronics Co Ltd HVM 16.6 (x3) w/ Fronius Australia Pty Ltd Symo GEN24 Plus 10.0 Fronius Australia Pty Ltd Fronius Smart Meter WR 100-600V-24 | 49.68 |  |  | Shenzhen BYD Electronics Co Ltd | HVM 16.6 | 3 | Fronius Australia Pty Ltd | Symo GEN24 Plus 10.0 | BYD | 2024-12-03
2023-10-24 | HBS9145 | Shenzhen BYD Electronics Co Ltd HVM 19.3 (x3) w/ Fronius Australia Pty Ltd Symo GEN24 Plus 10.0 Fronius Australia Pty Ltd Fronius Smart Meter WR 100-600V-25 | 57.96 |  |  | Shenzhen BYD Electronics Co Ltd | HVM 19.3 | 3 | Fronius Australia Pty Ltd | Symo GEN24 Plus 10.0 | BYD | 2024-12-03
2023-10-24 | HBS9146 | Shenzhen BYD Electronics Co Ltd HVS 7.7 (x1) w/ Fronius Australia Pty Ltd Primo GEN24 Plus 3.0 Fronius Australia Pty Ltd Fronius Smart Meter 63A-1 / 63A-3 | 7.68 |  |  | Shenzhen BYD Electronics Co Ltd | HVS 7.7 | 1 | Fronius Australia Pty Ltd | Primo GEN24 Plus 3.0 | BYD | 2024-11-27
2023-10-24 | HBS9147 | Shenzhen BYD Electronics Co Ltd HVM 11.0 (x1) w/ Fronius Australia Pty Ltd Primo GEN24 Plus 3.0 Fronius Australia Pty Ltd Fronius Smart Meter 63A-1 / 63A-3 | 11.04 |  |  | Shenzhen BYD Electronics Co Ltd | HVM 11.0 | 1 | Fronius Australia Pty Ltd | Primo GEN24 Plus 3.0 | BYD | 2024-11-27
2023-10-24 | HBS9148 | Shenzhen BYD Electronics Co Ltd HVM 13.8 (x1) w/ Fronius Australia Pty Ltd Primo GEN24 Plus 3.0 Fronius Australia Pty Ltd Fronius Smart Meter 63A-1 / 63A-3 | 13.8 |  |  | Shenzhen BYD Electronics Co Ltd | HVM 13.8 | 1 | Fronius Australia Pty Ltd | Primo GEN24 Plus 3.0 | BYD | 2024-11-27
2023-10-24 | HBS9149 | Shenzhen BYD Electronics Co Ltd HVM 16.6 (x1) w/ Fronius Australia Pty Ltd Primo GEN24 Plus 3.0 Fronius Australia Pty Ltd Fronius Smart Meter 63A-1 / 63A-3 | 16.56 |  |  | Shenzhen BYD Electronics Co Ltd | HVM 16.6 | 1 | Fronius Australia Pty Ltd | Primo GEN24 Plus 3.0 | BYD | 2024-11-27
2023-10-24 | HBS9150 | Shenzhen BYD Electronics Co Ltd HVM 19.3 (x1) w/ Fronius Australia Pty Ltd Primo GEN24 Plus 3.0 Fronius Australia Pty Ltd Fronius Smart Meter 63A-1 / 63A-3 | 19.32 |  |  | Shenzhen BYD Electronics Co Ltd | HVM 19.3 | 1 | Fronius Australia Pty Ltd | Primo GEN24 Plus 3.0 | BYD | 2024-11-27
2023-10-24 | HBS9151 | Shenzhen BYD Electronics Co Ltd HVS 7.7 (x2) w/ Fronius Australia Pty Ltd Primo GEN24 Plus 3.0 Fronius Australia Pty Ltd Fronius Smart Meter 63A-1 / 63A-3 | 7.68 |  |  | Shenzhen BYD Electronics Co Ltd | HVS 7.7 | 2 | Fronius Australia Pty Ltd | Primo GEN24 Plus 3.0 | BYD | 2024-11-27
2023-11-10 | HBS9152 | Jiawei Venture Co Ltd Home E10 (x1) w/ Solis S5-EH1P3.6K-L | 9.7 |  |  | Jiawei Venture Co Ltd | Home E10 | 1 | Solis | S5-EH1P3.6K-L | Green Solutions Inc. | 2025-06-23
2023-11-10 | HBS9153 | Jiawei Venture Co Ltd Home E10 (x1) w/ Solis S5-EH1P5K-L | 9.7 |  |  | Jiawei Venture Co Ltd | Home E10 | 1 | Solis | S5-EH1P5K-L | Green Solutions Inc. | 2025-06-23
2023-11-10 | HBS9154 | Jiawei Venture Co Ltd Home E10 (x1) w/ Solis S5-EH1P6K-L | 9.7 |  |  | Jiawei Venture Co Ltd | Home E10 | 1 | Solis | S5-EH1P6K-L | Green Solutions Inc. | 2025-06-23
2023-11-10 | HBS9155 | Jiawei Venture Co Ltd Home E10 (x1) w/ Solis RHI-5K-48ES-5G | 9.7 |  |  | Jiawei Venture Co Ltd | Home E10 | 1 | Solis | RHI-5K-48ES-5G | Green Solutions Inc. | 2024-12-17
2023-11-10 | HBS9156 | Jiawei Venture Co Ltd Home E10 (x1) w/ Solis RHI-6K-48ES-5G | 9.7 |  |  | Jiawei Venture Co Ltd | Home E10 | 1 | Solis | RHI-6K-48ES-5G | Green Solutions Inc. | 2024-12-17
2023-11-10 | HBS9157 | Jiawei Venture Co Ltd Home E10 (x1) w/ Solis RHI-3.6K-48ES-5G | 9.7 |  |  | Jiawei Venture Co Ltd | Home E10 | 1 | Solis | RHI-3.6K-48ES-5G | Green Solutions Inc. | 2024-12-17
2023-11-10 | HBS9158 | Jiawei Venture Co Ltd Home E10 (x1) w/ Solis S5-EH1P4.6K-L | 9.7 |  |  | Jiawei Venture Co Ltd | Home E10 | 1 | Solis | S5-EH1P4.6K-L | Green Solutions Inc. | 2025-06-23
2023-11-10 | HBS9159 | Jiawei Venture Co Ltd Home E10 (x1) w/ Solis RHI-4.6K-48ES-5G | 9.7 |  |  | Jiawei Venture Co Ltd | Home E10 | 1 | Solis | RHI-4.6K-48ES-5G | Green Solutions Inc. | 2024-12-17
2023-11-10 | HBS9160 | Jiawei Venture Co Ltd Home E10 (x1) w/ Solis S5-EH1P3K-L | 9.7 |  |  | Jiawei Venture Co Ltd | Home E10 | 1 | Solis | S5-EH1P3K-L | Green Solutions Inc. | 2025-06-23
2023-11-10 | HBS9161 | Jiawei Venture Co Ltd Home E10 (x1) w/ Solis RHI-3K-48ES-5G | 9.7 |  |  | Jiawei Venture Co Ltd | Home E10 | 1 | Solis | RHI-3K-48ES-5G | Green Solutions Inc. | 2024-12-17
2023-11-10 | HBS9162 | Jiawei Venture Co Ltd Home E10 (x1) w/ Solis S6-EH1P3K-L | 9.7 |  |  | Jiawei Venture Co Ltd | Home E10 | 1 | Solis | S6-EH1P3K-L | Green Solutions Inc. | 2026-09-18
2023-11-10 | HBS9163 | Jiawei Venture Co Ltd Home E10 (x1) w/ Solis S6-EH1P3.6K-L | 9.7 |  |  | Jiawei Venture Co Ltd | Home E10 | 1 | Solis | S6-EH1P3.6K-L | Green Solutions Inc. | 2026-09-18
2023-11-10 | HBS9164 | Jiawei Venture Co Ltd Home E10 (x1) w/ Solis S6-EH1P4.6K-L | 9.7 |  |  | Jiawei Venture Co Ltd | Home E10 | 1 | Solis | S6-EH1P4.6K-L | Green Solutions Inc. | 2026-09-18
2023-11-10 | HBS9165 | Jiawei Venture Co Ltd Home E10 (x1) w/ Solis S6-EH1P5K-L | 9.7 |  |  | Jiawei Venture Co Ltd | Home E10 | 1 | Solis | S6-EH1P5K-L | Green Solutions Inc. | 2026-09-18
2023-11-10 | HBS9166 | Jiawei Venture Co Ltd Home E10 (x1) w/ Solis S6-EH1P6K-L | 9.7 |  |  | Jiawei Venture Co Ltd | Home E10 | 1 | Solis | S6-EH1P6K-L | Green Solutions Inc. | 2026-09-18
2023-11-10 | HBS9167 | Jiawei Venture Co Ltd Home E10 (x2) w/ Solis S5-EH1P3.6K-L | 19.4 |  |  | Jiawei Venture Co Ltd | Home E10 | 2 | Solis | S5-EH1P3.6K-L | Green Solutions Inc. | 2025-06-23
2023-11-10 | HBS9168 | Jiawei Venture Co Ltd Home E10 (x2) w/ Solis S5-EH1P5K-L | 19.4 |  |  | Jiawei Venture Co Ltd | Home E10 | 2 | Solis | S5-EH1P5K-L | Green Solutions Inc. | 2025-06-23
2023-11-10 | HBS9169 | Jiawei Venture Co Ltd Home E10 (x2) w/ Solis S5-EH1P6K-L | 19.4 |  |  | Jiawei Venture Co Ltd | Home E10 | 2 | Solis | S5-EH1P6K-L | Green Solutions Inc. | 2025-06-23
2023-11-10 | HBS9170 | Jiawei Venture Co Ltd Home E10 (x2) w/ Solis RHI-5K-48ES-5G | 19.4 |  |  | Jiawei Venture Co Ltd | Home E10 | 2 | Solis | RHI-5K-48ES-5G | Green Solutions Inc. | 2024-12-17
2023-11-10 | HBS9171 | Jiawei Venture Co Ltd Home E10 (x2) w/ Solis RHI-6K-48ES-5G | 19.4 |  |  | Jiawei Venture Co Ltd | Home E10 | 2 | Solis | RHI-6K-48ES-5G | Green Solutions Inc. | 2024-12-17
2023-11-10 | HBS9172 | Jiawei Venture Co Ltd Home E10 (x2) w/ Solis RHI-3.6K-48ES-5G | 19.4 |  |  | Jiawei Venture Co Ltd | Home E10 | 2 | Solis | RHI-3.6K-48ES-5G | Green Solutions Inc. | 2024-12-17
2023-11-10 | HBS9173 | Jiawei Venture Co Ltd Home E10 (x2) w/ Solis S5-EH1P4.6K-L | 19.4 |  |  | Jiawei Venture Co Ltd | Home E10 | 2 | Solis | S5-EH1P4.6K-L | Green Solutions Inc. | 2025-06-23
2023-11-10 | HBS9174 | Jiawei Venture Co Ltd Home E10 (x2) w/ Solis RHI-4.6K-48ES-5G | 19.4 |  |  | Jiawei Venture Co Ltd | Home E10 | 2 | Solis | RHI-4.6K-48ES-5G | Green Solutions Inc. | 2024-12-17
2023-11-10 | HBS9175 | Jiawei Venture Co Ltd Home E10 (x2) w/ Solis S5-EH1P3K-L | 19.4 |  |  | Jiawei Venture Co Ltd | Home E10 | 2 | Solis | S5-EH1P3K-L | Green Solutions Inc. | 2025-06-23
2023-11-10 | HBS9176 | Jiawei Venture Co Ltd Home E10 (x2) w/ Solis RHI-3K-48ES-5G | 19.4 |  |  | Jiawei Venture Co Ltd | Home E10 | 2 | Solis | RHI-3K-48ES-5G | Green Solutions Inc. | 2024-12-17
2023-11-10 | HBS9177 | Jiawei Venture Co Ltd Home E10 (x2) w/ Solis S6-EH1P3K-L | 19.4 |  |  | Jiawei Venture Co Ltd | Home E10 | 2 | Solis | S6-EH1P3K-L | Green Solutions Inc. | 2026-09-18
2023-11-10 | HBS9178 | Jiawei Venture Co Ltd Home E10 (x2) w/ Solis S6-EH1P3.6K-L | 19.4 |  |  | Jiawei Venture Co Ltd | Home E10 | 2 | Solis | S6-EH1P3.6K-L | Green Solutions Inc. | 2026-09-18
2023-11-10 | HBS9179 | Jiawei Venture Co Ltd Home E10 (x2) w/ Solis S6-EH1P4.6K-L | 19.4 |  |  | Jiawei Venture Co Ltd | Home E10 | 2 | Solis | S6-EH1P4.6K-L | Green Solutions Inc. | 2026-09-18
2023-11-10 | HBS9180 | Jiawei Venture Co Ltd Home E10 (x2) w/ Solis S6-EH1P5K-L | 19.4 |  |  | Jiawei Venture Co Ltd | Home E10 | 2 | Solis | S6-EH1P5K-L | Green Solutions Inc. | 2026-09-18
2023-11-10 | HBS9181 | Jiawei Venture Co Ltd Home E10 (x2) w/ Solis S6-EH1P6K-L | 19.4 |  |  | Jiawei Venture Co Ltd | Home E10 | 2 | Solis | S6-EH1P6K-L | Green Solutions Inc. | 2026-09-18
2023-11-10 | HBS9182 | Jiawei Venture Co Ltd Home E10 (x3) w/ Solis S5-EH1P3.6K-L | 29.1 |  |  | Jiawei Venture Co Ltd | Home E10 | 3 | Solis | S5-EH1P3.6K-L | Green Solutions Inc. | 2025-06-23
2023-11-10 | HBS9183 | Jiawei Venture Co Ltd Home E10 (x3) w/ Solis S5-EH1P5K-L | 29.1 |  |  | Jiawei Venture Co Ltd | Home E10 | 3 | Solis | S5-EH1P5K-L | Green Solutions Inc. | 2025-06-23
2023-11-10 | HBS9184 | Jiawei Venture Co Ltd Home E10 (x3) w/ Solis S5-EH1P6K-L | 29.1 |  |  | Jiawei Venture Co Ltd | Home E10 | 3 | Solis | S5-EH1P6K-L | Green Solutions Inc. | 2025-06-23
2023-11-10 | HBS9185 | Jiawei Venture Co Ltd Home E10 (x3) w/ Solis RHI-5K-48ES-5G | 29.1 |  |  | Jiawei Venture Co Ltd | Home E10 | 3 | Solis | RHI-5K-48ES-5G | Green Solutions Inc. | 2024-12-17
2023-11-10 | HBS9186 | Jiawei Venture Co Ltd Home E10 (x3) w/ Solis RHI-6K-48ES-5G | 29.1 |  |  | Jiawei Venture Co Ltd | Home E10 | 3 | Solis | RHI-6K-48ES-5G | Green Solutions Inc. | 2024-12-17
2023-11-10 | HBS9187 | Jiawei Venture Co Ltd Home E10 (x3) w/ Solis RHI-3.6K-48ES-5G | 29.1 |  |  | Jiawei Venture Co Ltd | Home E10 | 3 | Solis | RHI-3.6K-48ES-5G | Green Solutions Inc. | 2024-12-17
2023-11-10 | HBS9188 | Jiawei Venture Co Ltd Home E10 (x3) w/ Solis S5-EH1P4.6K-L | 29.1 |  |  | Jiawei Venture Co Ltd | Home E10 | 3 | Solis | S5-EH1P4.6K-L | Green Solutions Inc. | 2025-06-23
2023-11-10 | HBS9189 | Jiawei Venture Co Ltd Home E10 (x3) w/ Solis RHI-4.6K-48ES-5G | 29.1 |  |  | Jiawei Venture Co Ltd | Home E10 | 3 | Solis | RHI-4.6K-48ES-5G | Green Solutions Inc. | 2024-12-17
2023-11-10 | HBS9190 | Jiawei Venture Co Ltd Home E10 (x3) w/ Solis S5-EH1P3K-L | 29.1 |  |  | Jiawei Venture Co Ltd | Home E10 | 3 | Solis | S5-EH1P3K-L | Green Solutions Inc. | 2025-06-23
2023-11-10 | HBS9191 | Jiawei Venture Co Ltd Home E10 (x3) w/ Solis RHI-3K-48ES-5G | 29.1 |  |  | Jiawei Venture Co Ltd | Home E10 | 3 | Solis | RHI-3K-48ES-5G | Green Solutions Inc. | 2024-12-17
2023-11-10 | HBS9192 | Jiawei Venture Co Ltd Home E10 (x3) w/ Solis S6-EH1P3K-L | 29.1 |  |  | Jiawei Venture Co Ltd | Home E10 | 3 | Solis | S6-EH1P3K-L | Green Solutions Inc. | 2026-09-18
2023-11-10 | HBS9193 | Jiawei Venture Co Ltd Home E10 (x3) w/ Solis S6-EH1P3.6K-L | 29.1 |  |  | Jiawei Venture Co Ltd | Home E10 | 3 | Solis | S6-EH1P3.6K-L | Green Solutions Inc. | 2026-09-18
2023-11-10 | HBS9194 | Jiawei Venture Co Ltd Home E10 (x3) w/ Solis S6-EH1P4.6K-L | 29.1 |  |  | Jiawei Venture Co Ltd | Home E10 | 3 | Solis | S6-EH1P4.6K-L | Green Solutions Inc. | 2026-09-18
2023-11-10 | HBS9195 | Jiawei Venture Co Ltd Home E10 (x3) w/ Solis S6-EH1P5K-L | 29.1 |  |  | Jiawei Venture Co Ltd | Home E10 | 3 | Solis | S6-EH1P5K-L | Green Solutions Inc. | 2026-09-18
2023-11-10 | HBS9196 | Jiawei Venture Co Ltd Home E10 (x3) w/ Solis S6-EH1P6K-L | 29.1 |  |  | Jiawei Venture Co Ltd | Home E10 | 3 | Solis | S6-EH1P6K-L | Green Solutions Inc. | 2026-09-18
2023-11-10 | HBS9197 | Jiawei Venture Co Ltd Home E10 (x4) w/ Solis S5-EH1P3.6K-L | 38.8 |  |  | Jiawei Venture Co Ltd | Home E10 | 4 | Solis | S5-EH1P3.6K-L | Green Solutions Inc. | 2025-06-23
2023-11-10 | HBS9198 | Jiawei Venture Co Ltd Home E10 (x4) w/ Solis S5-EH1P5K-L | 38.8 |  |  | Jiawei Venture Co Ltd | Home E10 | 4 | Solis | S5-EH1P5K-L | Green Solutions Inc. | 2025-06-23
2023-11-10 | HBS9199 | Jiawei Venture Co Ltd Home E10 (x4) w/ Solis S5-EH1P6K-L | 38.8 |  |  | Jiawei Venture Co Ltd | Home E10 | 4 | Solis | S5-EH1P6K-L | Green Solutions Inc. | 2025-06-23
2023-11-10 | HBS9200 | Jiawei Venture Co Ltd Home E10 (x4) w/ Solis RHI-5K-48ES-5G | 38.8 |  |  | Jiawei Venture Co Ltd | Home E10 | 4 | Solis | RHI-5K-48ES-5G | Green Solutions Inc. | 2024-12-17
2023-11-10 | HBS9201 | Jiawei Venture Co Ltd Home E10 (x4) w/ Solis RHI-6K-48ES-5G | 38.8 |  |  | Jiawei Venture Co Ltd | Home E10 | 4 | Solis | RHI-6K-48ES-5G | Green Solutions Inc. | 2024-12-17
2023-11-10 | HBS9202 | Jiawei Venture Co Ltd Home E10 (x4) w/ Solis RHI-3.6K-48ES-5G | 38.8 |  |  | Jiawei Venture Co Ltd | Home E10 | 4 | Solis | RHI-3.6K-48ES-5G | Green Solutions Inc. | 2024-12-17
2023-11-10 | HBS9203 | Jiawei Venture Co Ltd Home E10 (x4) w/ Solis S5-EH1P4.6K-L | 38.8 |  |  | Jiawei Venture Co Ltd | Home E10 | 4 | Solis | S5-EH1P4.6K-L | Green Solutions Inc. | 2025-06-23
2023-11-10 | HBS9204 | Jiawei Venture Co Ltd Home E10 (x4) w/ Solis RHI-4.6K-48ES-5G | 38.8 |  |  | Jiawei Venture Co Ltd | Home E10 | 4 | Solis | RHI-4.6K-48ES-5G | Green Solutions Inc. | 2024-12-17
2023-11-10 | HBS9205 | Jiawei Venture Co Ltd Home E10 (x4) w/ Solis S5-EH1P3K-L | 38.8 |  |  | Jiawei Venture Co Ltd | Home E10 | 4 | Solis | S5-EH1P3K-L | Green Solutions Inc. | 2025-06-23
2023-11-10 | HBS9206 | Jiawei Venture Co Ltd Home E10 (x4) w/ Solis RHI-3K-48ES-5G | 38.8 |  |  | Jiawei Venture Co Ltd | Home E10 | 4 | Solis | RHI-3K-48ES-5G | Green Solutions Inc. | 2024-12-17
2023-11-10 | HBS9207 | Jiawei Venture Co Ltd Home E10 (x4) w/ Solis S6-EH1P3K-L | 38.8 |  |  | Jiawei Venture Co Ltd | Home E10 | 4 | Solis | S6-EH1P3K-L | Green Solutions Inc. | 2026-09-18
2023-11-10 | HBS9208 | Jiawei Venture Co Ltd Home E10 (x4) w/ Solis S6-EH1P3.6K-L | 38.8 |  |  | Jiawei Venture Co Ltd | Home E10 | 4 | Solis | S6-EH1P3.6K-L | Green Solutions Inc. | 2026-09-18
2023-11-10 | HBS9209 | Jiawei Venture Co Ltd Home E10 (x4) w/ Solis S6-EH1P4.6K-L | 38.8 |  |  | Jiawei Venture Co Ltd | Home E10 | 4 | Solis | S6-EH1P4.6K-L | Green Solutions Inc. | 2026-09-18
2023-11-10 | HBS9210 | Jiawei Venture Co Ltd Home E10 (x4) w/ Solis S6-EH1P5K-L | 38.8 |  |  | Jiawei Venture Co Ltd | Home E10 | 4 | Solis | S6-EH1P5K-L | Green Solutions Inc. | 2026-09-18
2023-11-10 | HBS9211 | Jiawei Venture Co Ltd Home E10 (x4) w/ Solis S6-EH1P6K-L | 38.8 |  |  | Jiawei Venture Co Ltd | Home E10 | 4 | Solis | S6-EH1P6K-L | Green Solutions Inc. | 2026-09-18
2023-12-01 | HBS9212 | Solar Bos Pty Ltd HS2-6K-S2-4 4G (x4) | 18 | Solar Bos Pty Ltd | HS2-6K-S2-4 4G |  |  | 4 |  |  | AMBRION | 2026-10-30
2023-12-01 | HBS9213 | Solar Bos Pty Ltd HS2-6K-S2-3 4G (x3) | 13.5 | Solar Bos Pty Ltd | HS2-6K-S2-3 4G |  |  | 3 |  |  | AMBRION | 2026-10-30
2023-12-01 | HBS9214 | Solar Bos Pty Ltd HS2-6K-S2-2 4G (x2) | 9 | Solar Bos Pty Ltd | HS2-6K-S2-2 4G |  |  | 2 |  |  | AMBRION | 2026-10-30
2023-12-01 | HBS9215 | Solar Bos Pty Ltd HS2-5K-S2-4 4G (x4) | 18 | Solar Bos Pty Ltd | HS2-5K-S2-4 4G |  |  | 4 |  |  | AMBRION | 2026-10-30
2023-12-01 | HBS9216 | Solar Bos Pty Ltd HS2-5K-S2-3 4G (x3) | 13.5 | Solar Bos Pty Ltd | HS2-5K-S2-3 4G |  |  | 3 |  |  | AMBRION | 2026-10-30
2023-12-01 | HBS9217 | Solar Bos Pty Ltd HS2-5K-S2-2 4G (x2) | 9 | Solar Bos Pty Ltd | HS2-5K-S2-2 4G |  |  | 2 |  |  | AMBRION | 2026-10-30
2023-12-01 | HBS9218 | Solar Bos Pty Ltd HS2-3K-S2-2 4G (x2) | 9 | Solar Bos Pty Ltd | HS2-3K-S2-2 4G |  |  | 2 |  |  | AMBRION | 2026-10-30
2023-12-11 | HBS9219 | SolaX T-BAT H 9.0 V2 (x1) w/ SolaX X1-Fit-3.7E Chint DDSU-666 | 8.3 |  |  | SolaX | T-BAT H 9.0 V2 | 1 | SolaX | X1-Fit-3.7E | SolaX Triple Power | 2025-02-09
2023-12-11 | HBS9220 | SolaX T-BAT H 12.0 V2 (x1) w/ SolaX X1-Fit-3.7E Chint DDSU-666 | 11 |  |  | SolaX | T-BAT H 12.0 V2 | 1 | SolaX | X1-Fit-3.7E | SolaX Triple Power | 2025-02-09
2023-12-11 | HBS9221 | SolaX T-BAT H 9.0 V2 (x1) w/ SolaX X1-Fit-4.6E Chint DDSU-666 | 8.3 |  |  | SolaX | T-BAT H 9.0 V2 | 1 | SolaX | X1-Fit-4.6E | SolaX Triple Power | 2025-02-09
2023-12-11 | HBS9222 | SolaX T-BAT H 12.0 V2 (x1) w/ SolaX X1-Fit-4.6E Chint DDSU-666 | 11 |  |  | SolaX | T-BAT H 12.0 V2 | 1 | SolaX | X1-Fit-4.6E | SolaX Triple Power | 2025-02-09
2023-12-11 | HBS9223 | SolaX T-BAT H 9.0 V2 (x1) w/ SolaX X1-Fit-5.0E Chint DDSU-666 | 8.3 |  |  | SolaX | T-BAT H 9.0 V2 | 1 | SolaX | X1-Fit-5.0E | SolaX Triple Power | 2025-02-09
2023-12-11 | HBS9224 | SolaX T-BAT H 12.0 V2 (x1) w/ SolaX X1-Fit-5.0E Chint DDSU-666 | 11 |  |  | SolaX | T-BAT H 12.0 V2 | 1 | SolaX | X1-Fit-5.0E | SolaX Triple Power | 2025-02-09
2023-12-11 | HBS9225 | SolaX T-BAT H 9.0 V2 (x1) w/ SolaX X1-Fit-3.7I Chint DDSU-666 | 8.3 |  |  | SolaX | T-BAT H 9.0 V2 | 1 | SolaX | X1-Fit-3.7I | SolaX Triple Power | 2025-02-09
2023-12-11 | HBS9226 | SolaX T-BAT H 12.0 V2 (x1) w/ SolaX X1-Fit-3.7I Chint DDSU-666 | 11 |  |  | SolaX | T-BAT H 12.0 V2 | 1 | SolaX | X1-Fit-3.7I | SolaX Triple Power | 2025-02-09
2023-12-11 | HBS9227 | SolaX T-BAT H 9.0 V2 (x1) w/ SolaX X1-Fit-4.6I Chint DDSU-666 | 8.3 |  |  | SolaX | T-BAT H 9.0 V2 | 1 | SolaX | X1-Fit-4.6I | SolaX Triple Power | 2025-02-09
2023-12-11 | HBS9228 | SolaX T-BAT H 12.0 V2 (x1) w/ SolaX X1-Fit-4.6I Chint DDSU-666 | 11 |  |  | SolaX | T-BAT H 12.0 V2 | 1 | SolaX | X1-Fit-4.6I | SolaX Triple Power | 2025-02-09
2023-12-11 | HBS9229 | SolaX T-BAT H 9.0 V2 (x1) w/ SolaX X1-Fit-5.0I Chint DDSU-666 | 8.3 |  |  | SolaX | T-BAT H 9.0 V2 | 1 | SolaX | X1-Fit-5.0I | SolaX Triple Power | 2025-02-09
2023-12-11 | HBS9230 | SolaX T-BAT H 12.0 V2 (x1) w/ SolaX X1-Fit-5.0I Chint DDSU-666 | 11 |  |  | SolaX | T-BAT H 12.0 V2 | 1 | SolaX | X1-Fit-5.0I | SolaX Triple Power | 2025-02-09
2023-12-11 | HBS9231 | SolaX T-BAT H 9.0 V2 (x1) w/ SolaX X1-Hybrid-3.0-N-I Chint DDSU-666 | 8.3 |  |  | SolaX | T-BAT H 9.0 V2 | 1 | SolaX | X1-Hybrid-3.0-N-I | SolaX Triple Power | 2025-03-03
2023-12-11 | HBS9232 | SolaX T-BAT H 12.0 V2 (x1) w/ SolaX X1-Hybrid-3.0-N-I Chint DDSU-666 | 11 |  |  | SolaX | T-BAT H 12.0 V2 | 1 | SolaX | X1-Hybrid-3.0-N-I | SolaX Triple Power | 2025-03-03
2023-12-11 | HBS9233 | SolaX T-BAT H 9.0 V2 (x1) w/ SolaX X1-Hybrid-3.7-N-I Chint DDSU-666 | 8.3 |  |  | SolaX | T-BAT H 9.0 V2 | 1 | SolaX | X1-Hybrid-3.7-N-I | SolaX Triple Power | 2025-03-03
2023-12-11 | HBS9234 | SolaX T-BAT H 12.0 V2 (x1) w/ SolaX X1-Hybrid-3.7-N-I Chint DDSU-666 | 11 |  |  | SolaX | T-BAT H 12.0 V2 | 1 | SolaX | X1-Hybrid-3.7-N-I | SolaX Triple Power | 2025-03-03
2023-12-11 | HBS9235 | SolaX T-BAT H 9.0 V2 (x1) w/ SolaX X1-Hybrid-5.0-N-I Chint DDSU-666 | 8.3 |  |  | SolaX | T-BAT H 9.0 V2 | 1 | SolaX | X1-Hybrid-5.0-N-I | SolaX Triple Power | 2025-03-03
2023-12-11 | HBS9236 | SolaX T-BAT H 12.0 V2 (x1) w/ SolaX X1-Hybrid-5.0-N-I Chint DDSU-666 | 11 |  |  | SolaX | T-BAT H 12.0 V2 | 1 | SolaX | X1-Hybrid-5.0-N-I | SolaX Triple Power | 2025-03-03
2023-12-11 | HBS9237 | SolaX T-BAT H 9.0 V2 (x1) w/ SolaX X1-Hybrid-5.0-N-E Chint DDSU-666 | 8.3 |  |  | SolaX | T-BAT H 9.0 V2 | 1 | SolaX | X1-Hybrid-5.0-N-E | SolaX Triple Power | 2025-03-03
2023-12-11 | HBS9238 | SolaX T-BAT H 12.0 V2 (x1) w/ SolaX X1-Hybrid-5.0-N-E Chint DDSU-666 | 11 |  |  | SolaX | T-BAT H 12.0 V2 | 1 | SolaX | X1-Hybrid-5.0-N-E | SolaX Triple Power | 2025-03-03
2023-12-11 | HBS9239 | SolaX T-BAT H 9.0 V2 (x1) w/ SolaX X1-Hybrid-3.0-D | 8.3 |  |  | SolaX | T-BAT H 9.0 V2 | 1 | SolaX | X1-Hybrid-3.0-D | SolaX Triple Power | 2025-08-17
2023-12-11 | HBS9240 | SolaX T-BAT H 12.0 V2 (x1) w/ SolaX X1-Hybrid-3.0-D | 11 |  |  | SolaX | T-BAT H 12.0 V2 | 1 | SolaX | X1-Hybrid-3.0-D | SolaX Triple Power | 2025-08-17
2023-12-11 | HBS9241 | SolaX T-BAT H 9.0 V2 (x1) w/ SolaX X1-Hybrid-3.7-D | 8.3 |  |  | SolaX | T-BAT H 9.0 V2 | 1 | SolaX | X1-Hybrid-3.7-D | SolaX Triple Power | 2025-08-17
2023-12-11 | HBS9242 | SolaX T-BAT H 12.0 V2 (x1) w/ SolaX X1-Hybrid-3.7-D | 11 |  |  | SolaX | T-BAT H 12.0 V2 | 1 | SolaX | X1-Hybrid-3.7-D | SolaX Triple Power | 2025-08-17
2023-12-11 | HBS9243 | SolaX T-BAT H 9.0 V2 (x1) w/ SolaX X1-Hybrid-5.0-D | 8.3 |  |  | SolaX | T-BAT H 9.0 V2 | 1 | SolaX | X1-Hybrid-5.0-D | SolaX Triple Power | 2025-08-17
2023-12-11 | HBS9244 | SolaX T-BAT H 12.0 V2 (x1) w/ SolaX X1-Hybrid-5.0-D | 11 |  |  | SolaX | T-BAT H 12.0 V2 | 1 | SolaX | X1-Hybrid-5.0-D | SolaX Triple Power | 2025-08-17
2023-12-11 | HBS9245 | SolaX T-BAT H 9.0 V2 (x1) w/ SolaX X1-Hybrid-6.0-D | 8.3 |  |  | SolaX | T-BAT H 9.0 V2 | 1 | SolaX | X1-Hybrid-6.0-D | SolaX Triple Power | 2025-08-17
2023-12-11 | HBS9246 | SolaX T-BAT H 12.0 V2 (x1) w/ SolaX X1-Hybrid-6.0-D | 11 |  |  | SolaX | T-BAT H 12.0 V2 | 1 | SolaX | X1-Hybrid-6.0-D | SolaX Triple Power | 2025-08-17
2023-12-11 | HBS9247 | SolaX T-BAT H 9.0 V2 (x1) w/ SolaX X1-Hybrid-7.5-D | 8.3 |  |  | SolaX | T-BAT H 9.0 V2 | 1 | SolaX | X1-Hybrid-7.5-D | SolaX Triple Power | 2025-08-17
2023-12-11 | HBS9248 | SolaX T-BAT H 12.0 V2 (x1) w/ SolaX X1-Hybrid-7.5-D | 11 |  |  | SolaX | T-BAT H 12.0 V2 | 1 | SolaX | X1-Hybrid-7.5-D | SolaX Triple Power | 2025-08-17
2023-12-11 | HBS9249 | SolaX T-BAT H 9.0 V2 (x1) w/ SolaX X1-Hybrid-3.0-M | 8.3 |  |  | SolaX | T-BAT H 9.0 V2 | 1 | SolaX | X1-Hybrid-3.0-M | SolaX Triple Power | 2025-08-17
2023-12-11 | HBS9250 | SolaX T-BAT H 12.0 V2 (x1) w/ SolaX X1-Hybrid-3.0-M | 11 |  |  | SolaX | T-BAT H 12.0 V2 | 1 | SolaX | X1-Hybrid-3.0-M | SolaX Triple Power | 2025-08-17
2023-12-11 | HBS9251 | SolaX T-BAT H 9.0 V2 (x1) w/ SolaX X1-Hybrid-3.7-M | 8.3 |  |  | SolaX | T-BAT H 9.0 V2 | 1 | SolaX | X1-Hybrid-3.7-M | SolaX Triple Power | 2025-08-17
2023-12-11 | HBS9252 | SolaX T-BAT H 12.0 V2 (x1) w/ SolaX X1-Hybrid-3.7-M | 11 |  |  | SolaX | T-BAT H 12.0 V2 | 1 | SolaX | X1-Hybrid-3.7-M | SolaX Triple Power | 2025-08-17
2023-12-11 | HBS9253 | SolaX T-BAT H 9.0 V2 (x1) w/ SolaX X1-Hybrid-5.0-M | 8.3 |  |  | SolaX | T-BAT H 9.0 V2 | 1 | SolaX | X1-Hybrid-5.0-M | SolaX Triple Power | 2025-08-17
2023-12-11 | HBS9254 | SolaX T-BAT H 12.0 V2 (x1) w/ SolaX X1-Hybrid-5.0-M | 11 |  |  | SolaX | T-BAT H 12.0 V2 | 1 | SolaX | X1-Hybrid-5.0-M | SolaX Triple Power | 2025-08-17
2023-12-11 | HBS9255 | SolaX T-BAT H 9.0 V2 (x1) w/ SolaX X1-Hybrid-6.0-M | 8.3 |  |  | SolaX | T-BAT H 9.0 V2 | 1 | SolaX | X1-Hybrid-6.0-M | SolaX Triple Power | 2025-08-17
2023-12-11 | HBS9256 | SolaX T-BAT H 12.0 V2 (x1) w/ SolaX X1-Hybrid-6.0-M | 11 |  |  | SolaX | T-BAT H 12.0 V2 | 1 | SolaX | X1-Hybrid-6.0-M | SolaX Triple Power | 2025-08-17
2023-12-11 | HBS9257 | SolaX T-BAT H 9.0 V2 (x1) w/ SolaX X1-Hybrid-7.5-M | 8.3 |  |  | SolaX | T-BAT H 9.0 V2 | 1 | SolaX | X1-Hybrid-7.5-M | SolaX Triple Power | 2025-08-17
2023-12-11 | HBS9258 | SolaX T-BAT H 12.0 V2 (x1) w/ SolaX X1-Hybrid-7.5-M | 11 |  |  | SolaX | T-BAT H 12.0 V2 | 1 | SolaX | X1-Hybrid-7.5-M | SolaX Triple Power | 2025-08-17
2023-12-11 | HBS9259 | SolaX T-BAT H 9.0 V2 (x1) w/ SolaX X3-Hybrid-5.0-D | 8.3 |  |  | SolaX | T-BAT H 9.0 V2 | 1 | SolaX | X3-Hybrid-5.0-D | SolaX Triple Power | 2025-04-05
2023-12-11 | HBS9260 | SolaX T-BAT H 12.0 V2 (x1) w/ SolaX X3-Hybrid-5.0-D | 11 |  |  | SolaX | T-BAT H 12.0 V2 | 1 | SolaX | X3-Hybrid-5.0-D | SolaX Triple Power | 2025-04-05
2023-12-11 | HBS9261 | SolaX T-BAT H 9.0 V2 (x1) w/ SolaX X3-Hybrid-6.0-D | 8.3 |  |  | SolaX | T-BAT H 9.0 V2 | 1 | SolaX | X3-Hybrid-6.0-D | SolaX Triple Power | 2025-04-05
2023-12-11 | HBS9262 | SolaX T-BAT H 12.0 V2 (x1) w/ SolaX X3-Hybrid-6.0-D | 11 |  |  | SolaX | T-BAT H 12.0 V2 | 1 | SolaX | X3-Hybrid-6.0-D | SolaX Triple Power | 2025-04-05
2023-12-11 | HBS9263 | SolaX T-BAT H 9.0 V2 (x1) w/ SolaX X3-Hybrid-8.0-D | 8.3 |  |  | SolaX | T-BAT H 9.0 V2 | 1 | SolaX | X3-Hybrid-8.0-D | SolaX Triple Power | 2025-04-05
2023-12-11 | HBS9264 | SolaX T-BAT H 12.0 V2 (x1) w/ SolaX X3-Hybrid-8.0-D | 11 |  |  | SolaX | T-BAT H 12.0 V2 | 1 | SolaX | X3-Hybrid-8.0-D | SolaX Triple Power | 2025-04-05
2023-12-11 | HBS9265 | SolaX T-BAT H 9.0 V2 (x1) w/ SolaX X3-Hybrid-10.0-D | 8.3 |  |  | SolaX | T-BAT H 9.0 V2 | 1 | SolaX | X3-Hybrid-10.0-D | SolaX Triple Power | 2025-04-05
2023-12-11 | HBS9266 | SolaX T-BAT H 12.0 V2 (x1) w/ SolaX X3-Hybrid-10.0-D | 11 |  |  | SolaX | T-BAT H 12.0 V2 | 1 | SolaX | X3-Hybrid-10.0-D | SolaX Triple Power | 2025-04-05
2023-12-11 | HBS9267 | SolaX T-BAT H 9.0 V2 (x1) w/ SolaX X3-Hybrid-12.0-D | 8.3 |  |  | SolaX | T-BAT H 9.0 V2 | 1 | SolaX | X3-Hybrid-12.0-D | SolaX Triple Power | 2025-04-05
2023-12-11 | HBS9268 | SolaX T-BAT H 12.0 V2 (x1) w/ SolaX X3-Hybrid-12.0-D | 11 |  |  | SolaX | T-BAT H 12.0 V2 | 1 | SolaX | X3-Hybrid-12.0-D | SolaX Triple Power | 2025-04-05
2023-12-11 | HBS9269 | SolaX T-BAT H 9.0 V2 (x1) w/ SolaX X3-Hybrid-15.0-D | 8.3 |  |  | SolaX | T-BAT H 9.0 V2 | 1 | SolaX | X3-Hybrid-15.0-D | SolaX Triple Power | 2025-04-05
2023-12-11 | HBS9270 | SolaX T-BAT H 12.0 V2 (x1) w/ SolaX X3-Hybrid-15.0-D | 11 |  |  | SolaX | T-BAT H 12.0 V2 | 1 | SolaX | X3-Hybrid-15.0-D | SolaX Triple Power | 2025-04-05
2024-01-08 | HBS10000 | PowerPlus Energy Pty Ltd LiFe4838P (x18) w/ SUNSYNK AUSTRALIA PTY LTD SUNSYNK-5K-SG04LP1 | 68.4 |  |  | PowerPlus Energy Pty Ltd | LiFe4838P | 18 | SUNSYNK AUSTRALIA PTY LTD | SUNSYNK-5K-SG04LP1 | PowerPlus Energy | 2025-05-13
2024-01-08 | HBS10001 | PowerPlus Energy Pty Ltd LiFe4838P (x19) w/ SUNSYNK AUSTRALIA PTY LTD SUNSYNK-5K-SG04LP1 | 72.2 |  |  | PowerPlus Energy Pty Ltd | LiFe4838P | 19 | SUNSYNK AUSTRALIA PTY LTD | SUNSYNK-5K-SG04LP1 | PowerPlus Energy | 2025-05-13
2024-01-08 | HBS10002 | PowerPlus Energy Pty Ltd LiFe4838P (x20) w/ SUNSYNK AUSTRALIA PTY LTD SUNSYNK-5K-SG04LP1 | 76 |  |  | PowerPlus Energy Pty Ltd | LiFe4838P | 20 | SUNSYNK AUSTRALIA PTY LTD | SUNSYNK-5K-SG04LP1 | PowerPlus Energy | 2025-05-13
2024-01-08 | HBS10003 | FranklinWH Technologies Co Ltd aPower X-01-AU (x1) | 13.6 | FranklinWH Technologies Co Ltd | aPower X-01-AU |  |  | 1 |  |  | FRANKLINWH | 2026-11-15
2024-01-08 | HBS9271 | PowerPlus Energy Pty Ltd LiFe4838P (x2) w/ Ningbo Deye Inverter Technology Co SUN-8K-SG05LP1-AU | 7.6 |  |  | PowerPlus Energy Pty Ltd | LiFe4838P | 2 | Ningbo Deye Inverter Technology Co | SUN-8K-SG05LP1-AU | PowerPlus Energy | 2025-09-05
2024-01-08 | HBS9272 | PowerPlus Energy Pty Ltd LiFe4838P (x3) w/ Ningbo Deye Inverter Technology Co SUN-8K-SG05LP1-AU | 11.4 |  |  | PowerPlus Energy Pty Ltd | LiFe4838P | 3 | Ningbo Deye Inverter Technology Co | SUN-8K-SG05LP1-AU | PowerPlus Energy | 2025-09-05
2024-01-08 | HBS9273 | PowerPlus Energy Pty Ltd LiFe4838P (x4) w/ Ningbo Deye Inverter Technology Co SUN-8K-SG05LP1-AU | 15.2 |  |  | PowerPlus Energy Pty Ltd | LiFe4838P | 4 | Ningbo Deye Inverter Technology Co | SUN-8K-SG05LP1-AU | PowerPlus Energy | 2025-09-05
2024-01-08 | HBS9274 | PowerPlus Energy Pty Ltd LiFe4838P (x5) w/ Ningbo Deye Inverter Technology Co SUN-8K-SG05LP1-AU | 19 |  |  | PowerPlus Energy Pty Ltd | LiFe4838P | 5 | Ningbo Deye Inverter Technology Co | SUN-8K-SG05LP1-AU | PowerPlus Energy | 2025-09-05
2024-01-08 | HBS9275 | PowerPlus Energy Pty Ltd LiFe4838P (x6) w/ Ningbo Deye Inverter Technology Co SUN-8K-SG05LP1-AU | 22.8 |  |  | PowerPlus Energy Pty Ltd | LiFe4838P | 6 | Ningbo Deye Inverter Technology Co | SUN-8K-SG05LP1-AU | PowerPlus Energy | 2025-09-05
2024-01-08 | HBS9276 | PowerPlus Energy Pty Ltd LiFe4838P (x7) w/ Ningbo Deye Inverter Technology Co SUN-8K-SG05LP1-AU | 26.6 |  |  | PowerPlus Energy Pty Ltd | LiFe4838P | 7 | Ningbo Deye Inverter Technology Co | SUN-8K-SG05LP1-AU | PowerPlus Energy | 2025-09-05
2024-01-08 | HBS9277 | PowerPlus Energy Pty Ltd LiFe4838P (x8) w/ Ningbo Deye Inverter Technology Co SUN-8K-SG05LP1-AU | 30.4 |  |  | PowerPlus Energy Pty Ltd | LiFe4838P | 8 | Ningbo Deye Inverter Technology Co | SUN-8K-SG05LP1-AU | PowerPlus Energy | 2025-09-05
2024-01-08 | HBS9278 | PowerPlus Energy Pty Ltd LiFe4838P (x9) w/ Ningbo Deye Inverter Technology Co SUN-8K-SG05LP1-AU | 34.2 |  |  | PowerPlus Energy Pty Ltd | LiFe4838P | 9 | Ningbo Deye Inverter Technology Co | SUN-8K-SG05LP1-AU | PowerPlus Energy | 2025-09-05
2024-01-08 | HBS9279 | PowerPlus Energy Pty Ltd LiFe4838P (x10) w/ Ningbo Deye Inverter Technology Co SUN-8K-SG05LP1-AU | 38 |  |  | PowerPlus Energy Pty Ltd | LiFe4838P | 10 | Ningbo Deye Inverter Technology Co | SUN-8K-SG05LP1-AU | PowerPlus Energy | 2025-09-05
2024-01-08 | HBS9280 | PowerPlus Energy Pty Ltd LiFe4838P (x11) w/ Ningbo Deye Inverter Technology Co SUN-8K-SG05LP1-AU | 41.8 |  |  | PowerPlus Energy Pty Ltd | LiFe4838P | 11 | Ningbo Deye Inverter Technology Co | SUN-8K-SG05LP1-AU | PowerPlus Energy | 2025-09-05
2024-01-08 | HBS9281 | PowerPlus Energy Pty Ltd LiFe4838P (x12) w/ Ningbo Deye Inverter Technology Co SUN-8K-SG05LP1-AU | 45.6 |  |  | PowerPlus Energy Pty Ltd | LiFe4838P | 12 | Ningbo Deye Inverter Technology Co | SUN-8K-SG05LP1-AU | PowerPlus Energy | 2025-09-05
2024-01-08 | HBS9282 | PowerPlus Energy Pty Ltd LiFe4838P (x13) w/ Ningbo Deye Inverter Technology Co SUN-8K-SG05LP1-AU | 49.4 |  |  | PowerPlus Energy Pty Ltd | LiFe4838P | 13 | Ningbo Deye Inverter Technology Co | SUN-8K-SG05LP1-AU | PowerPlus Energy | 2025-09-05
2024-01-08 | HBS9283 | PowerPlus Energy Pty Ltd LiFe4838P (x14) w/ Ningbo Deye Inverter Technology Co SUN-8K-SG05LP1-AU | 53.2 |  |  | PowerPlus Energy Pty Ltd | LiFe4838P | 14 | Ningbo Deye Inverter Technology Co | SUN-8K-SG05LP1-AU | PowerPlus Energy | 2025-09-05
2024-01-08 | HBS9284 | PowerPlus Energy Pty Ltd LiFe4838P (x15) w/ Ningbo Deye Inverter Technology Co SUN-8K-SG05LP1-AU | 57 |  |  | PowerPlus Energy Pty Ltd | LiFe4838P | 15 | Ningbo Deye Inverter Technology Co | SUN-8K-SG05LP1-AU | PowerPlus Energy | 2025-09-05
2024-01-08 | HBS9285 | PowerPlus Energy Pty Ltd LiFe4838P (x16) w/ Ningbo Deye Inverter Technology Co SUN-8K-SG05LP1-AU | 60.8 |  |  | PowerPlus Energy Pty Ltd | LiFe4838P | 16 | Ningbo Deye Inverter Technology Co | SUN-8K-SG05LP1-AU | PowerPlus Energy | 2025-09-05
2024-01-08 | HBS9286 | PowerPlus Energy Pty Ltd LiFe4838P (x17) w/ Ningbo Deye Inverter Technology Co SUN-8K-SG05LP1-AU | 64.6 |  |  | PowerPlus Energy Pty Ltd | LiFe4838P | 17 | Ningbo Deye Inverter Technology Co | SUN-8K-SG05LP1-AU | PowerPlus Energy | 2025-09-05
2024-01-08 | HBS9287 | PowerPlus Energy Pty Ltd LiFe4838P (x18) w/ Ningbo Deye Inverter Technology Co SUN-8K-SG05LP1-AU | 68.4 |  |  | PowerPlus Energy Pty Ltd | LiFe4838P | 18 | Ningbo Deye Inverter Technology Co | SUN-8K-SG05LP1-AU | PowerPlus Energy | 2025-09-05
2024-01-08 | HBS9288 | PowerPlus Energy Pty Ltd LiFe4838P (x19) w/ Ningbo Deye Inverter Technology Co SUN-8K-SG05LP1-AU | 72.2 |  |  | PowerPlus Energy Pty Ltd | LiFe4838P | 19 | Ningbo Deye Inverter Technology Co | SUN-8K-SG05LP1-AU | PowerPlus Energy | 2025-09-05
2024-01-08 | HBS9289 | PowerPlus Energy Pty Ltd LiFe4838P (x20) w/ Ningbo Deye Inverter Technology Co SUN-8K-SG05LP1-AU | 76 |  |  | PowerPlus Energy Pty Ltd | LiFe4838P | 20 | Ningbo Deye Inverter Technology Co | SUN-8K-SG05LP1-AU | PowerPlus Energy | 2025-09-05
2024-01-08 | HBS9290 | PowerPlus Energy Pty Ltd LiFe4838P (x2) w/ Ningbo Deye Inverter Technology Co SUN-7.6K-SG05LP1-AU | 7.6 |  |  | PowerPlus Energy Pty Ltd | LiFe4838P | 2 | Ningbo Deye Inverter Technology Co | SUN-7.6K-SG05LP1-AU | PowerPlus Energy | 2025-09-05
2024-01-08 | HBS9291 | PowerPlus Energy Pty Ltd LiFe4838P (x3) w/ Ningbo Deye Inverter Technology Co SUN-7.6K-SG05LP1-AU | 11.4 |  |  | PowerPlus Energy Pty Ltd | LiFe4838P | 3 | Ningbo Deye Inverter Technology Co | SUN-7.6K-SG05LP1-AU | PowerPlus Energy | 2025-09-05
2024-01-08 | HBS9292 | PowerPlus Energy Pty Ltd LiFe4838P (x4) w/ Ningbo Deye Inverter Technology Co SUN-7.6K-SG05LP1-AU | 15.2 |  |  | PowerPlus Energy Pty Ltd | LiFe4838P | 4 | Ningbo Deye Inverter Technology Co | SUN-7.6K-SG05LP1-AU | PowerPlus Energy | 2025-09-05
2024-01-08 | HBS9293 | PowerPlus Energy Pty Ltd LiFe4838P (x5) w/ Ningbo Deye Inverter Technology Co SUN-7.6K-SG05LP1-AU | 19 |  |  | PowerPlus Energy Pty Ltd | LiFe4838P | 5 | Ningbo Deye Inverter Technology Co | SUN-7.6K-SG05LP1-AU | PowerPlus Energy | 2025-09-05
2024-01-08 | HBS9294 | PowerPlus Energy Pty Ltd LiFe4838P (x6) w/ Ningbo Deye Inverter Technology Co SUN-7.6K-SG05LP1-AU | 22.8 |  |  | PowerPlus Energy Pty Ltd | LiFe4838P | 6 | Ningbo Deye Inverter Technology Co | SUN-7.6K-SG05LP1-AU | PowerPlus Energy | 2025-09-05
2024-01-08 | HBS9295 | PowerPlus Energy Pty Ltd LiFe4838P (x7) w/ Ningbo Deye Inverter Technology Co SUN-7.6K-SG05LP1-AU | 26.6 |  |  | PowerPlus Energy Pty Ltd | LiFe4838P | 7 | Ningbo Deye Inverter Technology Co | SUN-7.6K-SG05LP1-AU | PowerPlus Energy | 2025-09-05
2024-01-08 | HBS9296 | PowerPlus Energy Pty Ltd LiFe4838P (x8) w/ Ningbo Deye Inverter Technology Co SUN-7.6K-SG05LP1-AU | 30.4 |  |  | PowerPlus Energy Pty Ltd | LiFe4838P | 8 | Ningbo Deye Inverter Technology Co | SUN-7.6K-SG05LP1-AU | PowerPlus Energy | 2025-09-05
2024-01-08 | HBS9297 | PowerPlus Energy Pty Ltd LiFe4838P (x9) w/ Ningbo Deye Inverter Technology Co SUN-7.6K-SG05LP1-AU | 34.2 |  |  | PowerPlus Energy Pty Ltd | LiFe4838P | 9 | Ningbo Deye Inverter Technology Co | SUN-7.6K-SG05LP1-AU | PowerPlus Energy | 2025-09-05
2024-01-08 | HBS9298 | PowerPlus Energy Pty Ltd LiFe4838P (x10) w/ Ningbo Deye Inverter Technology Co SUN-7.6K-SG05LP1-AU | 38 |  |  | PowerPlus Energy Pty Ltd | LiFe4838P | 10 | Ningbo Deye Inverter Technology Co | SUN-7.6K-SG05LP1-AU | PowerPlus Energy | 2025-09-05
2024-01-08 | HBS9299 | PowerPlus Energy Pty Ltd LiFe4838P (x11) w/ Ningbo Deye Inverter Technology Co SUN-7.6K-SG05LP1-AU | 41.8 |  |  | PowerPlus Energy Pty Ltd | LiFe4838P | 11 | Ningbo Deye Inverter Technology Co | SUN-7.6K-SG05LP1-AU | PowerPlus Energy | 2025-09-05
2024-01-08 | HBS9300 | PowerPlus Energy Pty Ltd LiFe4838P (x12) w/ Ningbo Deye Inverter Technology Co SUN-7.6K-SG05LP1-AU | 45.6 |  |  | PowerPlus Energy Pty Ltd | LiFe4838P | 12 | Ningbo Deye Inverter Technology Co | SUN-7.6K-SG05LP1-AU | PowerPlus Energy | 2025-09-05
2024-01-08 | HBS9301 | PowerPlus Energy Pty Ltd LiFe4838P (x13) w/ Ningbo Deye Inverter Technology Co SUN-7.6K-SG05LP1-AU | 49.4 |  |  | PowerPlus Energy Pty Ltd | LiFe4838P | 13 | Ningbo Deye Inverter Technology Co | SUN-7.6K-SG05LP1-AU | PowerPlus Energy | 2025-09-05
2024-01-08 | HBS9302 | PowerPlus Energy Pty Ltd LiFe4838P (x14) w/ Ningbo Deye Inverter Technology Co SUN-7.6K-SG05LP1-AU | 53.2 |  |  | PowerPlus Energy Pty Ltd | LiFe4838P | 14 | Ningbo Deye Inverter Technology Co | SUN-7.6K-SG05LP1-AU | PowerPlus Energy | 2025-09-05
2024-01-08 | HBS9303 | PowerPlus Energy Pty Ltd LiFe4838P (x15) w/ Ningbo Deye Inverter Technology Co SUN-7.6K-SG05LP1-AU | 57 |  |  | PowerPlus Energy Pty Ltd | LiFe4838P | 15 | Ningbo Deye Inverter Technology Co | SUN-7.6K-SG05LP1-AU | PowerPlus Energy | 2025-09-05
2024-01-08 | HBS9304 | PowerPlus Energy Pty Ltd LiFe4838P (x16) w/ Ningbo Deye Inverter Technology Co SUN-7.6K-SG05LP1-AU | 60.8 |  |  | PowerPlus Energy Pty Ltd | LiFe4838P | 16 | Ningbo Deye Inverter Technology Co | SUN-7.6K-SG05LP1-AU | PowerPlus Energy | 2025-09-05
2024-01-08 | HBS9305 | PowerPlus Energy Pty Ltd LiFe4838P (x17) w/ Ningbo Deye Inverter Technology Co SUN-7.6K-SG05LP1-AU | 64.6 |  |  | PowerPlus Energy Pty Ltd | LiFe4838P | 17 | Ningbo Deye Inverter Technology Co | SUN-7.6K-SG05LP1-AU | PowerPlus Energy | 2025-09-05
2024-01-08 | HBS9306 | PowerPlus Energy Pty Ltd LiFe4838P (x18) w/ Ningbo Deye Inverter Technology Co SUN-7.6K-SG05LP1-AU | 68.4 |  |  | PowerPlus Energy Pty Ltd | LiFe4838P | 18 | Ningbo Deye Inverter Technology Co | SUN-7.6K-SG05LP1-AU | PowerPlus Energy | 2025-09-05
2024-01-08 | HBS9307 | PowerPlus Energy Pty Ltd LiFe4838P (x19) w/ Ningbo Deye Inverter Technology Co SUN-7.6K-SG05LP1-AU | 72.2 |  |  | PowerPlus Energy Pty Ltd | LiFe4838P | 19 | Ningbo Deye Inverter Technology Co | SUN-7.6K-SG05LP1-AU | PowerPlus Energy | 2025-09-05
2024-01-08 | HBS9308 | PowerPlus Energy Pty Ltd LiFe4838P (x20) w/ Ningbo Deye Inverter Technology Co SUN-7.6K-SG05LP1-AU | 76 |  |  | PowerPlus Energy Pty Ltd | LiFe4838P | 20 | Ningbo Deye Inverter Technology Co | SUN-7.6K-SG05LP1-AU | PowerPlus Energy | 2025-09-05
2024-01-08 | HBS9309 | PowerPlus Energy Pty Ltd LiFe4838P (x2) w/ Ningbo Deye Inverter Technology Co SUN-6K-SG04LP1-AU | 7.6 |  |  | PowerPlus Energy Pty Ltd | LiFe4838P | 2 | Ningbo Deye Inverter Technology Co | SUN-6K-SG04LP1-AU | PowerPlus Energy | 2025-08-15
2024-01-08 | HBS9310 | PowerPlus Energy Pty Ltd LiFe4838P (x3) w/ Ningbo Deye Inverter Technology Co SUN-6K-SG04LP1-AU | 11.4 |  |  | PowerPlus Energy Pty Ltd | LiFe4838P | 3 | Ningbo Deye Inverter Technology Co | SUN-6K-SG04LP1-AU | PowerPlus Energy | 2025-08-15
2024-01-08 | HBS9311 | PowerPlus Energy Pty Ltd LiFe4838P (x4) w/ Ningbo Deye Inverter Technology Co SUN-6K-SG04LP1-AU | 15.2 |  |  | PowerPlus Energy Pty Ltd | LiFe4838P | 4 | Ningbo Deye Inverter Technology Co | SUN-6K-SG04LP1-AU | PowerPlus Energy | 2025-08-15
2024-01-08 | HBS9312 | PowerPlus Energy Pty Ltd LiFe4838P (x5) w/ Ningbo Deye Inverter Technology Co SUN-6K-SG04LP1-AU | 19 |  |  | PowerPlus Energy Pty Ltd | LiFe4838P | 5 | Ningbo Deye Inverter Technology Co | SUN-6K-SG04LP1-AU | PowerPlus Energy | 2025-08-15
2024-01-08 | HBS9313 | PowerPlus Energy Pty Ltd LiFe4838P (x6) w/ Ningbo Deye Inverter Technology Co SUN-6K-SG04LP1-AU | 22.8 |  |  | PowerPlus Energy Pty Ltd | LiFe4838P | 6 | Ningbo Deye Inverter Technology Co | SUN-6K-SG04LP1-AU | PowerPlus Energy | 2025-08-15
2024-01-08 | HBS9314 | PowerPlus Energy Pty Ltd LiFe4838P (x7) w/ Ningbo Deye Inverter Technology Co SUN-6K-SG04LP1-AU | 26.6 |  |  | PowerPlus Energy Pty Ltd | LiFe4838P | 7 | Ningbo Deye Inverter Technology Co | SUN-6K-SG04LP1-AU | PowerPlus Energy | 2025-08-15
2024-01-08 | HBS9315 | PowerPlus Energy Pty Ltd LiFe4838P (x8) w/ Ningbo Deye Inverter Technology Co SUN-6K-SG04LP1-AU | 30.4 |  |  | PowerPlus Energy Pty Ltd | LiFe4838P | 8 | Ningbo Deye Inverter Technology Co | SUN-6K-SG04LP1-AU | PowerPlus Energy | 2025-08-15
2024-01-08 | HBS9316 | PowerPlus Energy Pty Ltd LiFe4838P (x9) w/ Ningbo Deye Inverter Technology Co SUN-6K-SG04LP1-AU | 34.2 |  |  | PowerPlus Energy Pty Ltd | LiFe4838P | 9 | Ningbo Deye Inverter Technology Co | SUN-6K-SG04LP1-AU | PowerPlus Energy | 2025-08-15
2024-01-08 | HBS9317 | PowerPlus Energy Pty Ltd LiFe4838P (x10) w/ Ningbo Deye Inverter Technology Co SUN-6K-SG04LP1-AU | 38 |  |  | PowerPlus Energy Pty Ltd | LiFe4838P | 10 | Ningbo Deye Inverter Technology Co | SUN-6K-SG04LP1-AU | PowerPlus Energy | 2025-08-15
2024-01-08 | HBS9318 | PowerPlus Energy Pty Ltd LiFe4838P (x11) w/ Ningbo Deye Inverter Technology Co SUN-6K-SG04LP1-AU | 41.8 |  |  | PowerPlus Energy Pty Ltd | LiFe4838P | 11 | Ningbo Deye Inverter Technology Co | SUN-6K-SG04LP1-AU | PowerPlus Energy | 2025-08-15
2024-01-08 | HBS9319 | PowerPlus Energy Pty Ltd LiFe4838P (x12) w/ Ningbo Deye Inverter Technology Co SUN-6K-SG04LP1-AU | 45.6 |  |  | PowerPlus Energy Pty Ltd | LiFe4838P | 12 | Ningbo Deye Inverter Technology Co | SUN-6K-SG04LP1-AU | PowerPlus Energy | 2025-08-15
2024-01-08 | HBS9320 | PowerPlus Energy Pty Ltd LiFe4838P (x13) w/ Ningbo Deye Inverter Technology Co SUN-6K-SG04LP1-AU | 49.4 |  |  | PowerPlus Energy Pty Ltd | LiFe4838P | 13 | Ningbo Deye Inverter Technology Co | SUN-6K-SG04LP1-AU | PowerPlus Energy | 2025-08-15
2024-01-08 | HBS9321 | PowerPlus Energy Pty Ltd LiFe4838P (x14) w/ Ningbo Deye Inverter Technology Co SUN-6K-SG04LP1-AU | 53.2 |  |  | PowerPlus Energy Pty Ltd | LiFe4838P | 14 | Ningbo Deye Inverter Technology Co | SUN-6K-SG04LP1-AU | PowerPlus Energy | 2025-08-15
2024-01-08 | HBS9322 | PowerPlus Energy Pty Ltd LiFe4838P (x15) w/ Ningbo Deye Inverter Technology Co SUN-6K-SG04LP1-AU | 57 |  |  | PowerPlus Energy Pty Ltd | LiFe4838P | 15 | Ningbo Deye Inverter Technology Co | SUN-6K-SG04LP1-AU | PowerPlus Energy | 2025-08-15
2024-01-08 | HBS9323 | PowerPlus Energy Pty Ltd LiFe4838P (x16) w/ Ningbo Deye Inverter Technology Co SUN-6K-SG04LP1-AU | 60.8 |  |  | PowerPlus Energy Pty Ltd | LiFe4838P | 16 | Ningbo Deye Inverter Technology Co | SUN-6K-SG04LP1-AU | PowerPlus Energy | 2025-08-15
2024-01-08 | HBS9324 | PowerPlus Energy Pty Ltd LiFe4838P (x17) w/ Ningbo Deye Inverter Technology Co SUN-6K-SG04LP1-AU | 64.6 |  |  | PowerPlus Energy Pty Ltd | LiFe4838P | 17 | Ningbo Deye Inverter Technology Co | SUN-6K-SG04LP1-AU | PowerPlus Energy | 2025-08-15
2024-01-08 | HBS9325 | PowerPlus Energy Pty Ltd LiFe4838P (x18) w/ Ningbo Deye Inverter Technology Co SUN-6K-SG04LP1-AU | 68.4 |  |  | PowerPlus Energy Pty Ltd | LiFe4838P | 18 | Ningbo Deye Inverter Technology Co | SUN-6K-SG04LP1-AU | PowerPlus Energy | 2025-08-15
2024-01-08 | HBS9326 | PowerPlus Energy Pty Ltd LiFe4838P (x19) w/ Ningbo Deye Inverter Technology Co SUN-6K-SG04LP1-AU | 72.2 |  |  | PowerPlus Energy Pty Ltd | LiFe4838P | 19 | Ningbo Deye Inverter Technology Co | SUN-6K-SG04LP1-AU | PowerPlus Energy | 2025-08-15
2024-01-08 | HBS9327 | PowerPlus Energy Pty Ltd LiFe4838P (x20) w/ Ningbo Deye Inverter Technology Co SUN-6K-SG04LP1-AU | 76 |  |  | PowerPlus Energy Pty Ltd | LiFe4838P | 20 | Ningbo Deye Inverter Technology Co | SUN-6K-SG04LP1-AU | PowerPlus Energy | 2025-08-15
2024-01-08 | HBS9328 | PowerPlus Energy Pty Ltd LiFe4838P (x2) w/ Ningbo Deye Inverter Technology Co SUN-5K-SG04LP1-AU | 7.6 |  |  | PowerPlus Energy Pty Ltd | LiFe4838P | 2 | Ningbo Deye Inverter Technology Co | SUN-5K-SG04LP1-AU | PowerPlus Energy | 2025-08-15
2024-01-08 | HBS9329 | PowerPlus Energy Pty Ltd LiFe4838P (x3) w/ Ningbo Deye Inverter Technology Co SUN-5K-SG04LP1-AU | 11.4 |  |  | PowerPlus Energy Pty Ltd | LiFe4838P | 3 | Ningbo Deye Inverter Technology Co | SUN-5K-SG04LP1-AU | PowerPlus Energy | 2025-08-15
2024-01-08 | HBS9330 | PowerPlus Energy Pty Ltd LiFe4838P (x4) w/ Ningbo Deye Inverter Technology Co SUN-5K-SG04LP1-AU | 15.2 |  |  | PowerPlus Energy Pty Ltd | LiFe4838P | 4 | Ningbo Deye Inverter Technology Co | SUN-5K-SG04LP1-AU | PowerPlus Energy | 2025-08-15
2024-01-08 | HBS9331 | PowerPlus Energy Pty Ltd LiFe4838P (x5) w/ Ningbo Deye Inverter Technology Co SUN-5K-SG04LP1-AU | 19 |  |  | PowerPlus Energy Pty Ltd | LiFe4838P | 5 | Ningbo Deye Inverter Technology Co | SUN-5K-SG04LP1-AU | PowerPlus Energy | 2025-08-15
2024-01-08 | HBS9332 | PowerPlus Energy Pty Ltd LiFe4838P (x6) w/ Ningbo Deye Inverter Technology Co SUN-5K-SG04LP1-AU | 22.8 |  |  | PowerPlus Energy Pty Ltd | LiFe4838P | 6 | Ningbo Deye Inverter Technology Co | SUN-5K-SG04LP1-AU | PowerPlus Energy | 2025-08-15
2024-01-08 | HBS9333 | PowerPlus Energy Pty Ltd LiFe4838P (x7) w/ Ningbo Deye Inverter Technology Co SUN-5K-SG04LP1-AU | 26.6 |  |  | PowerPlus Energy Pty Ltd | LiFe4838P | 7 | Ningbo Deye Inverter Technology Co | SUN-5K-SG04LP1-AU | PowerPlus Energy | 2025-08-15
2024-01-08 | HBS9334 | PowerPlus Energy Pty Ltd LiFe4838P (x8) w/ Ningbo Deye Inverter Technology Co SUN-5K-SG04LP1-AU | 30.4 |  |  | PowerPlus Energy Pty Ltd | LiFe4838P | 8 | Ningbo Deye Inverter Technology Co | SUN-5K-SG04LP1-AU | PowerPlus Energy | 2025-08-15
2024-01-08 | HBS9335 | PowerPlus Energy Pty Ltd LiFe4838P (x9) w/ Ningbo Deye Inverter Technology Co SUN-5K-SG04LP1-AU | 34.2 |  |  | PowerPlus Energy Pty Ltd | LiFe4838P | 9 | Ningbo Deye Inverter Technology Co | SUN-5K-SG04LP1-AU | PowerPlus Energy | 2025-08-15
2024-01-08 | HBS9336 | PowerPlus Energy Pty Ltd LiFe4838P (x10) w/ Ningbo Deye Inverter Technology Co SUN-5K-SG04LP1-AU | 38 |  |  | PowerPlus Energy Pty Ltd | LiFe4838P | 10 | Ningbo Deye Inverter Technology Co | SUN-5K-SG04LP1-AU | PowerPlus Energy | 2025-08-15
2024-01-08 | HBS9337 | PowerPlus Energy Pty Ltd LiFe4838P (x11) w/ Ningbo Deye Inverter Technology Co SUN-5K-SG04LP1-AU | 41.8 |  |  | PowerPlus Energy Pty Ltd | LiFe4838P | 11 | Ningbo Deye Inverter Technology Co | SUN-5K-SG04LP1-AU | PowerPlus Energy | 2025-08-15
2024-01-08 | HBS9338 | PowerPlus Energy Pty Ltd LiFe4838P (x12) w/ Ningbo Deye Inverter Technology Co SUN-5K-SG04LP1-AU | 45.6 |  |  | PowerPlus Energy Pty Ltd | LiFe4838P | 12 | Ningbo Deye Inverter Technology Co | SUN-5K-SG04LP1-AU | PowerPlus Energy | 2025-08-15
2024-01-08 | HBS9339 | PowerPlus Energy Pty Ltd LiFe4838P (x13) w/ Ningbo Deye Inverter Technology Co SUN-5K-SG04LP1-AU | 49.4 |  |  | PowerPlus Energy Pty Ltd | LiFe4838P | 13 | Ningbo Deye Inverter Technology Co | SUN-5K-SG04LP1-AU | PowerPlus Energy | 2025-08-15
2024-01-08 | HBS9340 | PowerPlus Energy Pty Ltd LiFe4838P (x14) w/ Ningbo Deye Inverter Technology Co SUN-5K-SG04LP1-AU | 53.2 |  |  | PowerPlus Energy Pty Ltd | LiFe4838P | 14 | Ningbo Deye Inverter Technology Co | SUN-5K-SG04LP1-AU | PowerPlus Energy | 2025-08-15
2024-01-08 | HBS9341 | PowerPlus Energy Pty Ltd LiFe4838P (x15) w/ Ningbo Deye Inverter Technology Co SUN-5K-SG04LP1-AU | 57 |  |  | PowerPlus Energy Pty Ltd | LiFe4838P | 15 | Ningbo Deye Inverter Technology Co | SUN-5K-SG04LP1-AU | PowerPlus Energy | 2025-08-15
2024-01-08 | HBS9342 | PowerPlus Energy Pty Ltd LiFe4838P (x16) w/ Ningbo Deye Inverter Technology Co SUN-5K-SG04LP1-AU | 60.8 |  |  | PowerPlus Energy Pty Ltd | LiFe4838P | 16 | Ningbo Deye Inverter Technology Co | SUN-5K-SG04LP1-AU | PowerPlus Energy | 2025-08-15
2024-01-08 | HBS9343 | PowerPlus Energy Pty Ltd LiFe4838P (x17) w/ Ningbo Deye Inverter Technology Co SUN-5K-SG04LP1-AU | 64.6 |  |  | PowerPlus Energy Pty Ltd | LiFe4838P | 17 | Ningbo Deye Inverter Technology Co | SUN-5K-SG04LP1-AU | PowerPlus Energy | 2025-08-15
2024-01-08 | HBS9344 | PowerPlus Energy Pty Ltd LiFe4838P (x18) w/ Ningbo Deye Inverter Technology Co SUN-5K-SG04LP1-AU | 68.4 |  |  | PowerPlus Energy Pty Ltd | LiFe4838P | 18 | Ningbo Deye Inverter Technology Co | SUN-5K-SG04LP1-AU | PowerPlus Energy | 2025-08-15
2024-01-08 | HBS9345 | PowerPlus Energy Pty Ltd LiFe4838P (x19) w/ Ningbo Deye Inverter Technology Co SUN-5K-SG04LP1-AU | 72.2 |  |  | PowerPlus Energy Pty Ltd | LiFe4838P | 19 | Ningbo Deye Inverter Technology Co | SUN-5K-SG04LP1-AU | PowerPlus Energy | 2025-08-15
2024-01-08 | HBS9346 | PowerPlus Energy Pty Ltd LiFe4838P (x20) w/ Ningbo Deye Inverter Technology Co SUN-5K-SG04LP1-AU | 76 |  |  | PowerPlus Energy Pty Ltd | LiFe4838P | 20 | Ningbo Deye Inverter Technology Co | SUN-5K-SG04LP1-AU | PowerPlus Energy | 2025-08-15
2024-01-08 | HBS9347 | PowerPlus Energy Pty Ltd LiFe4838P (x2) w/ Ningbo Deye Inverter Technology Co SUN-3.6K-SG04LP1-AU | 7.6 |  |  | PowerPlus Energy Pty Ltd | LiFe4838P | 2 | Ningbo Deye Inverter Technology Co | SUN-3.6K-SG04LP1-AU | PowerPlus Energy | 2025-08-15
2024-01-08 | HBS9348 | PowerPlus Energy Pty Ltd LiFe4838P (x3) w/ Ningbo Deye Inverter Technology Co SUN-3.6K-SG04LP1-AU | 11.4 |  |  | PowerPlus Energy Pty Ltd | LiFe4838P | 3 | Ningbo Deye Inverter Technology Co | SUN-3.6K-SG04LP1-AU | PowerPlus Energy | 2025-08-15
2024-01-08 | HBS9349 | PowerPlus Energy Pty Ltd LiFe4838P (x4) w/ Ningbo Deye Inverter Technology Co SUN-3.6K-SG04LP1-AU | 15.2 |  |  | PowerPlus Energy Pty Ltd | LiFe4838P | 4 | Ningbo Deye Inverter Technology Co | SUN-3.6K-SG04LP1-AU | PowerPlus Energy | 2025-08-15
2024-01-08 | HBS9350 | PowerPlus Energy Pty Ltd LiFe4838P (x5) w/ Ningbo Deye Inverter Technology Co SUN-3.6K-SG04LP1-AU | 19 |  |  | PowerPlus Energy Pty Ltd | LiFe4838P | 5 | Ningbo Deye Inverter Technology Co | SUN-3.6K-SG04LP1-AU | PowerPlus Energy | 2025-08-15
2024-01-08 | HBS9351 | PowerPlus Energy Pty Ltd LiFe4838P (x6) w/ Ningbo Deye Inverter Technology Co SUN-3.6K-SG04LP1-AU | 22.8 |  |  | PowerPlus Energy Pty Ltd | LiFe4838P | 6 | Ningbo Deye Inverter Technology Co | SUN-3.6K-SG04LP1-AU | PowerPlus Energy | 2025-08-15
2024-01-08 | HBS9352 | PowerPlus Energy Pty Ltd LiFe4838P (x7) w/ Ningbo Deye Inverter Technology Co SUN-3.6K-SG04LP1-AU | 26.6 |  |  | PowerPlus Energy Pty Ltd | LiFe4838P | 7 | Ningbo Deye Inverter Technology Co | SUN-3.6K-SG04LP1-AU | PowerPlus Energy | 2025-08-15
2024-01-08 | HBS9353 | PowerPlus Energy Pty Ltd LiFe4838P (x8) w/ Ningbo Deye Inverter Technology Co SUN-3.6K-SG04LP1-AU | 30.4 |  |  | PowerPlus Energy Pty Ltd | LiFe4838P | 8 | Ningbo Deye Inverter Technology Co | SUN-3.6K-SG04LP1-AU | PowerPlus Energy | 2025-08-15
2024-01-08 | HBS9354 | PowerPlus Energy Pty Ltd LiFe4838P (x9) w/ Ningbo Deye Inverter Technology Co SUN-3.6K-SG04LP1-AU | 34.2 |  |  | PowerPlus Energy Pty Ltd | LiFe4838P | 9 | Ningbo Deye Inverter Technology Co | SUN-3.6K-SG04LP1-AU | PowerPlus Energy | 2025-08-15
2024-01-08 | HBS9355 | PowerPlus Energy Pty Ltd LiFe4838P (x10) w/ Ningbo Deye Inverter Technology Co SUN-3.6K-SG04LP1-AU | 38 |  |  | PowerPlus Energy Pty Ltd | LiFe4838P | 10 | Ningbo Deye Inverter Technology Co | SUN-3.6K-SG04LP1-AU | PowerPlus Energy | 2025-08-15
2024-01-08 | HBS9356 | PowerPlus Energy Pty Ltd LiFe4838P (x11) w/ Ningbo Deye Inverter Technology Co SUN-3.6K-SG04LP1-AU | 41.8 |  |  | PowerPlus Energy Pty Ltd | LiFe4838P | 11 | Ningbo Deye Inverter Technology Co | SUN-3.6K-SG04LP1-AU | PowerPlus Energy | 2025-08-15
2024-01-08 | HBS9357 | PowerPlus Energy Pty Ltd LiFe4838P (x12) w/ Ningbo Deye Inverter Technology Co SUN-3.6K-SG04LP1-AU | 45.6 |  |  | PowerPlus Energy Pty Ltd | LiFe4838P | 12 | Ningbo Deye Inverter Technology Co | SUN-3.6K-SG04LP1-AU | PowerPlus Energy | 2025-08-15
2024-01-08 | HBS9358 | PowerPlus Energy Pty Ltd LiFe4838P (x13) w/ Ningbo Deye Inverter Technology Co SUN-3.6K-SG04LP1-AU | 49.4 |  |  | PowerPlus Energy Pty Ltd | LiFe4838P | 13 | Ningbo Deye Inverter Technology Co | SUN-3.6K-SG04LP1-AU | PowerPlus Energy | 2025-08-15
2024-01-08 | HBS9359 | PowerPlus Energy Pty Ltd LiFe4838P (x14) w/ Ningbo Deye Inverter Technology Co SUN-3.6K-SG04LP1-AU | 53.2 |  |  | PowerPlus Energy Pty Ltd | LiFe4838P | 14 | Ningbo Deye Inverter Technology Co | SUN-3.6K-SG04LP1-AU | PowerPlus Energy | 2025-08-15
2024-01-08 | HBS9360 | PowerPlus Energy Pty Ltd LiFe4838P (x15) w/ Ningbo Deye Inverter Technology Co SUN-3.6K-SG04LP1-AU | 57 |  |  | PowerPlus Energy Pty Ltd | LiFe4838P | 15 | Ningbo Deye Inverter Technology Co | SUN-3.6K-SG04LP1-AU | PowerPlus Energy | 2025-08-15
2024-01-08 | HBS9361 | PowerPlus Energy Pty Ltd LiFe4838P (x16) w/ Ningbo Deye Inverter Technology Co SUN-3.6K-SG04LP1-AU | 60.8 |  |  | PowerPlus Energy Pty Ltd | LiFe4838P | 16 | Ningbo Deye Inverter Technology Co | SUN-3.6K-SG04LP1-AU | PowerPlus Energy | 2025-08-15
2024-01-08 | HBS9362 | PowerPlus Energy Pty Ltd LiFe4838P (x17) w/ Ningbo Deye Inverter Technology Co SUN-3.6K-SG04LP1-AU | 64.6 |  |  | PowerPlus Energy Pty Ltd | LiFe4838P | 17 | Ningbo Deye Inverter Technology Co | SUN-3.6K-SG04LP1-AU | PowerPlus Energy | 2025-08-15
2024-01-08 | HBS9363 | PowerPlus Energy Pty Ltd LiFe4838P (x18) w/ Ningbo Deye Inverter Technology Co SUN-3.6K-SG04LP1-AU | 68.4 |  |  | PowerPlus Energy Pty Ltd | LiFe4838P | 18 | Ningbo Deye Inverter Technology Co | SUN-3.6K-SG04LP1-AU | PowerPlus Energy | 2025-08-15
2024-01-08 | HBS9364 | PowerPlus Energy Pty Ltd LiFe4838P (x19) w/ Ningbo Deye Inverter Technology Co SUN-3.6K-SG04LP1-AU | 72.2 |  |  | PowerPlus Energy Pty Ltd | LiFe4838P | 19 | Ningbo Deye Inverter Technology Co | SUN-3.6K-SG04LP1-AU | PowerPlus Energy | 2025-08-15
2024-01-08 | HBS9365 | PowerPlus Energy Pty Ltd LiFe4838P (x20) w/ Ningbo Deye Inverter Technology Co SUN-3.6K-SG04LP1-AU | 76 |  |  | PowerPlus Energy Pty Ltd | LiFe4838P | 20 | Ningbo Deye Inverter Technology Co | SUN-3.6K-SG04LP1-AU | PowerPlus Energy | 2025-08-15
2024-01-08 | HBS9366 | PowerPlus Energy Pty Ltd LiFe4838P (x2) w/ Ningbo Deye Inverter Technology Co SUN-3K-SG04LP1-AU | 7.6 |  |  | PowerPlus Energy Pty Ltd | LiFe4838P | 2 | Ningbo Deye Inverter Technology Co | SUN-3K-SG04LP1-AU | PowerPlus Energy | 2025-08-15
2024-01-08 | HBS9367 | PowerPlus Energy Pty Ltd LiFe4838P (x3) w/ Ningbo Deye Inverter Technology Co SUN-3K-SG04LP1-AU | 11.4 |  |  | PowerPlus Energy Pty Ltd | LiFe4838P | 3 | Ningbo Deye Inverter Technology Co | SUN-3K-SG04LP1-AU | PowerPlus Energy | 2025-08-15
2024-01-08 | HBS9368 | PowerPlus Energy Pty Ltd LiFe4838P (x4) w/ Ningbo Deye Inverter Technology Co SUN-3K-SG04LP1-AU | 15.2 |  |  | PowerPlus Energy Pty Ltd | LiFe4838P | 4 | Ningbo Deye Inverter Technology Co | SUN-3K-SG04LP1-AU | PowerPlus Energy | 2025-08-15
2024-01-08 | HBS9369 | PowerPlus Energy Pty Ltd LiFe4838P (x5) w/ Ningbo Deye Inverter Technology Co SUN-3K-SG04LP1-AU | 19 |  |  | PowerPlus Energy Pty Ltd | LiFe4838P | 5 | Ningbo Deye Inverter Technology Co | SUN-3K-SG04LP1-AU | PowerPlus Energy | 2025-08-15
2024-01-08 | HBS9370 | PowerPlus Energy Pty Ltd LiFe4838P (x6) w/ Ningbo Deye Inverter Technology Co SUN-3K-SG04LP1-AU | 22.8 |  |  | PowerPlus Energy Pty Ltd | LiFe4838P | 6 | Ningbo Deye Inverter Technology Co | SUN-3K-SG04LP1-AU | PowerPlus Energy | 2025-08-15
2024-01-08 | HBS9371 | PowerPlus Energy Pty Ltd LiFe4838P (x7) w/ Ningbo Deye Inverter Technology Co SUN-3K-SG04LP1-AU | 26.6 |  |  | PowerPlus Energy Pty Ltd | LiFe4838P | 7 | Ningbo Deye Inverter Technology Co | SUN-3K-SG04LP1-AU | PowerPlus Energy | 2025-08-15
2024-01-08 | HBS9372 | PowerPlus Energy Pty Ltd LiFe4838P (x8) w/ Ningbo Deye Inverter Technology Co SUN-3K-SG04LP1-AU | 30.4 |  |  | PowerPlus Energy Pty Ltd | LiFe4838P | 8 | Ningbo Deye Inverter Technology Co | SUN-3K-SG04LP1-AU | PowerPlus Energy | 2025-08-15
2024-01-08 | HBS9373 | PowerPlus Energy Pty Ltd LiFe4838P (x9) w/ Ningbo Deye Inverter Technology Co SUN-3K-SG04LP1-AU | 34.2 |  |  | PowerPlus Energy Pty Ltd | LiFe4838P | 9 | Ningbo Deye Inverter Technology Co | SUN-3K-SG04LP1-AU | PowerPlus Energy | 2025-08-15
2024-01-08 | HBS9374 | PowerPlus Energy Pty Ltd LiFe4838P (x10) w/ Ningbo Deye Inverter Technology Co SUN-3K-SG04LP1-AU | 38 |  |  | PowerPlus Energy Pty Ltd | LiFe4838P | 10 | Ningbo Deye Inverter Technology Co | SUN-3K-SG04LP1-AU | PowerPlus Energy | 2025-08-15
2024-01-08 | HBS9375 | PowerPlus Energy Pty Ltd LiFe4838P (x11) w/ Ningbo Deye Inverter Technology Co SUN-3K-SG04LP1-AU | 41.8 |  |  | PowerPlus Energy Pty Ltd | LiFe4838P | 11 | Ningbo Deye Inverter Technology Co | SUN-3K-SG04LP1-AU | PowerPlus Energy | 2025-08-15
2024-01-08 | HBS9376 | PowerPlus Energy Pty Ltd LiFe4838P (x12) w/ Ningbo Deye Inverter Technology Co SUN-3K-SG04LP1-AU | 45.6 |  |  | PowerPlus Energy Pty Ltd | LiFe4838P | 12 | Ningbo Deye Inverter Technology Co | SUN-3K-SG04LP1-AU | PowerPlus Energy | 2025-08-15
2024-01-08 | HBS9377 | PowerPlus Energy Pty Ltd LiFe4838P (x13) w/ Ningbo Deye Inverter Technology Co SUN-3K-SG04LP1-AU | 49.4 |  |  | PowerPlus Energy Pty Ltd | LiFe4838P | 13 | Ningbo Deye Inverter Technology Co | SUN-3K-SG04LP1-AU | PowerPlus Energy | 2025-08-15
2024-01-08 | HBS9378 | PowerPlus Energy Pty Ltd LiFe4838P (x14) w/ Ningbo Deye Inverter Technology Co SUN-3K-SG04LP1-AU | 53.2 |  |  | PowerPlus Energy Pty Ltd | LiFe4838P | 14 | Ningbo Deye Inverter Technology Co | SUN-3K-SG04LP1-AU | PowerPlus Energy | 2025-08-15
2024-01-08 | HBS9379 | PowerPlus Energy Pty Ltd LiFe4838P (x15) w/ Ningbo Deye Inverter Technology Co SUN-3K-SG04LP1-AU | 57 |  |  | PowerPlus Energy Pty Ltd | LiFe4838P | 15 | Ningbo Deye Inverter Technology Co | SUN-3K-SG04LP1-AU | PowerPlus Energy | 2025-08-15
2024-01-08 | HBS9380 | PowerPlus Energy Pty Ltd LiFe4838P (x16) w/ Ningbo Deye Inverter Technology Co SUN-3K-SG04LP1-AU | 60.8 |  |  | PowerPlus Energy Pty Ltd | LiFe4838P | 16 | Ningbo Deye Inverter Technology Co | SUN-3K-SG04LP1-AU | PowerPlus Energy | 2025-08-15
2024-01-08 | HBS9381 | PowerPlus Energy Pty Ltd LiFe4838P (x17) w/ Ningbo Deye Inverter Technology Co SUN-3K-SG04LP1-AU | 64.6 |  |  | PowerPlus Energy Pty Ltd | LiFe4838P | 17 | Ningbo Deye Inverter Technology Co | SUN-3K-SG04LP1-AU | PowerPlus Energy | 2025-08-15
2024-01-08 | HBS9382 | PowerPlus Energy Pty Ltd LiFe4838P (x18) w/ Ningbo Deye Inverter Technology Co SUN-3K-SG04LP1-AU | 68.4 |  |  | PowerPlus Energy Pty Ltd | LiFe4838P | 18 | Ningbo Deye Inverter Technology Co | SUN-3K-SG04LP1-AU | PowerPlus Energy | 2025-08-15
2024-01-08 | HBS9383 | PowerPlus Energy Pty Ltd LiFe4838P (x19) w/ Ningbo Deye Inverter Technology Co SUN-3K-SG04LP1-AU | 72.2 |  |  | PowerPlus Energy Pty Ltd | LiFe4838P | 19 | Ningbo Deye Inverter Technology Co | SUN-3K-SG04LP1-AU | PowerPlus Energy | 2025-08-15
2024-01-08 | HBS9384 | PowerPlus Energy Pty Ltd LiFe4838P (x20) w/ Ningbo Deye Inverter Technology Co SUN-3K-SG04LP1-AU | 76 |  |  | PowerPlus Energy Pty Ltd | LiFe4838P | 20 | Ningbo Deye Inverter Technology Co | SUN-3K-SG04LP1-AU | PowerPlus Energy | 2025-08-15
2024-01-08 | HBS9385 | PowerPlus Energy Pty Ltd LiFe4838P (x2) w/ Ningbo Deye Inverter Technology Co SUN-12K-SG04LP3-AU | 7.6 |  |  | PowerPlus Energy Pty Ltd | LiFe4838P | 2 | Ningbo Deye Inverter Technology Co | SUN-12K-SG04LP3-AU | PowerPlus Energy | 2025-04-20
2024-01-08 | HBS9386 | PowerPlus Energy Pty Ltd LiFe4838P (x3) w/ Ningbo Deye Inverter Technology Co SUN-12K-SG04LP3-AU | 11.4 |  |  | PowerPlus Energy Pty Ltd | LiFe4838P | 3 | Ningbo Deye Inverter Technology Co | SUN-12K-SG04LP3-AU | PowerPlus Energy | 2025-04-20
2024-01-08 | HBS9387 | PowerPlus Energy Pty Ltd LiFe4838P (x4) w/ Ningbo Deye Inverter Technology Co SUN-12K-SG04LP3-AU | 15.2 |  |  | PowerPlus Energy Pty Ltd | LiFe4838P | 4 | Ningbo Deye Inverter Technology Co | SUN-12K-SG04LP3-AU | PowerPlus Energy | 2025-04-20
2024-01-08 | HBS9388 | PowerPlus Energy Pty Ltd LiFe4838P (x5) w/ Ningbo Deye Inverter Technology Co SUN-12K-SG04LP3-AU | 19 |  |  | PowerPlus Energy Pty Ltd | LiFe4838P | 5 | Ningbo Deye Inverter Technology Co | SUN-12K-SG04LP3-AU | PowerPlus Energy | 2025-04-20
2024-01-08 | HBS9389 | PowerPlus Energy Pty Ltd LiFe4838P (x6) w/ Ningbo Deye Inverter Technology Co SUN-12K-SG04LP3-AU | 22.8 |  |  | PowerPlus Energy Pty Ltd | LiFe4838P | 6 | Ningbo Deye Inverter Technology Co | SUN-12K-SG04LP3-AU | PowerPlus Energy | 2025-04-20
2024-01-08 | HBS9390 | PowerPlus Energy Pty Ltd LiFe4838P (x7) w/ Ningbo Deye Inverter Technology Co SUN-12K-SG04LP3-AU | 26.6 |  |  | PowerPlus Energy Pty Ltd | LiFe4838P | 7 | Ningbo Deye Inverter Technology Co | SUN-12K-SG04LP3-AU | PowerPlus Energy | 2025-04-20
2024-01-08 | HBS9391 | PowerPlus Energy Pty Ltd LiFe4838P (x8) w/ Ningbo Deye Inverter Technology Co SUN-12K-SG04LP3-AU | 30.4 |  |  | PowerPlus Energy Pty Ltd | LiFe4838P | 8 | Ningbo Deye Inverter Technology Co | SUN-12K-SG04LP3-AU | PowerPlus Energy | 2025-04-20
2024-01-08 | HBS9392 | PowerPlus Energy Pty Ltd LiFe4838P (x9) w/ Ningbo Deye Inverter Technology Co SUN-12K-SG04LP3-AU | 34.2 |  |  | PowerPlus Energy Pty Ltd | LiFe4838P | 9 | Ningbo Deye Inverter Technology Co | SUN-12K-SG04LP3-AU | PowerPlus Energy | 2025-04-20
2024-01-08 | HBS9393 | PowerPlus Energy Pty Ltd LiFe4838P (x10) w/ Ningbo Deye Inverter Technology Co SUN-12K-SG04LP3-AU | 38 |  |  | PowerPlus Energy Pty Ltd | LiFe4838P | 10 | Ningbo Deye Inverter Technology Co | SUN-12K-SG04LP3-AU | PowerPlus Energy | 2025-04-20
2024-01-08 | HBS9394 | PowerPlus Energy Pty Ltd LiFe4838P (x11) w/ Ningbo Deye Inverter Technology Co SUN-12K-SG04LP3-AU | 41.8 |  |  | PowerPlus Energy Pty Ltd | LiFe4838P | 11 | Ningbo Deye Inverter Technology Co | SUN-12K-SG04LP3-AU | PowerPlus Energy | 2025-04-20
2024-01-08 | HBS9395 | PowerPlus Energy Pty Ltd LiFe4838P (x12) w/ Ningbo Deye Inverter Technology Co SUN-12K-SG04LP3-AU | 45.6 |  |  | PowerPlus Energy Pty Ltd | LiFe4838P | 12 | Ningbo Deye Inverter Technology Co | SUN-12K-SG04LP3-AU | PowerPlus Energy | 2025-04-20
2024-01-08 | HBS9396 | PowerPlus Energy Pty Ltd LiFe4838P (x13) w/ Ningbo Deye Inverter Technology Co SUN-12K-SG04LP3-AU | 49.4 |  |  | PowerPlus Energy Pty Ltd | LiFe4838P | 13 | Ningbo Deye Inverter Technology Co | SUN-12K-SG04LP3-AU | PowerPlus Energy | 2025-04-20
2024-01-08 | HBS9397 | PowerPlus Energy Pty Ltd LiFe4838P (x14) w/ Ningbo Deye Inverter Technology Co SUN-12K-SG04LP3-AU | 53.2 |  |  | PowerPlus Energy Pty Ltd | LiFe4838P | 14 | Ningbo Deye Inverter Technology Co | SUN-12K-SG04LP3-AU | PowerPlus Energy | 2025-04-20
2024-01-08 | HBS9398 | PowerPlus Energy Pty Ltd LiFe4838P (x15) w/ Ningbo Deye Inverter Technology Co SUN-12K-SG04LP3-AU | 57 |  |  | PowerPlus Energy Pty Ltd | LiFe4838P | 15 | Ningbo Deye Inverter Technology Co | SUN-12K-SG04LP3-AU | PowerPlus Energy | 2025-04-20
2024-01-08 | HBS9399 | PowerPlus Energy Pty Ltd LiFe4838P (x16) w/ Ningbo Deye Inverter Technology Co SUN-12K-SG04LP3-AU | 60.8 |  |  | PowerPlus Energy Pty Ltd | LiFe4838P | 16 | Ningbo Deye Inverter Technology Co | SUN-12K-SG04LP3-AU | PowerPlus Energy | 2025-04-20
2024-01-08 | HBS9400 | PowerPlus Energy Pty Ltd LiFe4838P (x17) w/ Ningbo Deye Inverter Technology Co SUN-12K-SG04LP3-AU | 64.6 |  |  | PowerPlus Energy Pty Ltd | LiFe4838P | 17 | Ningbo Deye Inverter Technology Co | SUN-12K-SG04LP3-AU | PowerPlus Energy | 2025-04-20
2024-01-08 | HBS9401 | PowerPlus Energy Pty Ltd LiFe4838P (x18) w/ Ningbo Deye Inverter Technology Co SUN-12K-SG04LP3-AU | 68.4 |  |  | PowerPlus Energy Pty Ltd | LiFe4838P | 18 | Ningbo Deye Inverter Technology Co | SUN-12K-SG04LP3-AU | PowerPlus Energy | 2025-04-20
2024-01-08 | HBS9402 | PowerPlus Energy Pty Ltd LiFe4838P (x19) w/ Ningbo Deye Inverter Technology Co SUN-12K-SG04LP3-AU | 72.2 |  |  | PowerPlus Energy Pty Ltd | LiFe4838P | 19 | Ningbo Deye Inverter Technology Co | SUN-12K-SG04LP3-AU | PowerPlus Energy | 2025-04-20
2024-01-08 | HBS9403 | PowerPlus Energy Pty Ltd LiFe4838P (x20) w/ Ningbo Deye Inverter Technology Co SUN-12K-SG04LP3-AU | 76 |  |  | PowerPlus Energy Pty Ltd | LiFe4838P | 20 | Ningbo Deye Inverter Technology Co | SUN-12K-SG04LP3-AU | PowerPlus Energy | 2025-04-20
2024-01-08 | HBS9404 | PowerPlus Energy Pty Ltd LiFe4838P (x2) w/ Ningbo Deye Inverter Technology Co SUN-10K-SG04LP3-AU | 7.6 |  |  | PowerPlus Energy Pty Ltd | LiFe4838P | 2 | Ningbo Deye Inverter Technology Co | SUN-10K-SG04LP3-AU | PowerPlus Energy | 2025-04-20
2024-01-08 | HBS9405 | PowerPlus Energy Pty Ltd LiFe4838P (x3) w/ Ningbo Deye Inverter Technology Co SUN-10K-SG04LP3-AU | 11.4 |  |  | PowerPlus Energy Pty Ltd | LiFe4838P | 3 | Ningbo Deye Inverter Technology Co | SUN-10K-SG04LP3-AU | PowerPlus Energy | 2025-04-20
2024-01-08 | HBS9406 | PowerPlus Energy Pty Ltd LiFe4838P (x4) w/ Ningbo Deye Inverter Technology Co SUN-10K-SG04LP3-AU | 15.2 |  |  | PowerPlus Energy Pty Ltd | LiFe4838P | 4 | Ningbo Deye Inverter Technology Co | SUN-10K-SG04LP3-AU | PowerPlus Energy | 2025-04-20
2024-01-08 | HBS9407 | PowerPlus Energy Pty Ltd LiFe4838P (x5) w/ Ningbo Deye Inverter Technology Co SUN-10K-SG04LP3-AU | 19 |  |  | PowerPlus Energy Pty Ltd | LiFe4838P | 5 | Ningbo Deye Inverter Technology Co | SUN-10K-SG04LP3-AU | PowerPlus Energy | 2025-04-20
2024-01-08 | HBS9408 | PowerPlus Energy Pty Ltd LiFe4838P (x6) w/ Ningbo Deye Inverter Technology Co SUN-10K-SG04LP3-AU | 22.8 |  |  | PowerPlus Energy Pty Ltd | LiFe4838P | 6 | Ningbo Deye Inverter Technology Co | SUN-10K-SG04LP3-AU | PowerPlus Energy | 2025-04-20
2024-01-08 | HBS9409 | PowerPlus Energy Pty Ltd LiFe4838P (x7) w/ Ningbo Deye Inverter Technology Co SUN-10K-SG04LP3-AU | 26.6 |  |  | PowerPlus Energy Pty Ltd | LiFe4838P | 7 | Ningbo Deye Inverter Technology Co | SUN-10K-SG04LP3-AU | PowerPlus Energy | 2025-04-20
2024-01-08 | HBS9410 | PowerPlus Energy Pty Ltd LiFe4838P (x8) w/ Ningbo Deye Inverter Technology Co SUN-10K-SG04LP3-AU | 30.4 |  |  | PowerPlus Energy Pty Ltd | LiFe4838P | 8 | Ningbo Deye Inverter Technology Co | SUN-10K-SG04LP3-AU | PowerPlus Energy | 2025-04-20
2024-01-08 | HBS9411 | PowerPlus Energy Pty Ltd LiFe4838P (x9) w/ Ningbo Deye Inverter Technology Co SUN-10K-SG04LP3-AU | 34.2 |  |  | PowerPlus Energy Pty Ltd | LiFe4838P | 9 | Ningbo Deye Inverter Technology Co | SUN-10K-SG04LP3-AU | PowerPlus Energy | 2025-04-20
2024-01-08 | HBS9412 | PowerPlus Energy Pty Ltd LiFe4838P (x10) w/ Ningbo Deye Inverter Technology Co SUN-10K-SG04LP3-AU | 38 |  |  | PowerPlus Energy Pty Ltd | LiFe4838P | 10 | Ningbo Deye Inverter Technology Co | SUN-10K-SG04LP3-AU | PowerPlus Energy | 2025-04-20
2024-01-08 | HBS9413 | PowerPlus Energy Pty Ltd LiFe4838P (x11) w/ Ningbo Deye Inverter Technology Co SUN-10K-SG04LP3-AU | 41.8 |  |  | PowerPlus Energy Pty Ltd | LiFe4838P | 11 | Ningbo Deye Inverter Technology Co | SUN-10K-SG04LP3-AU | PowerPlus Energy | 2025-04-20
2024-01-08 | HBS9414 | PowerPlus Energy Pty Ltd LiFe4838P (x12) w/ Ningbo Deye Inverter Technology Co SUN-10K-SG04LP3-AU | 45.6 |  |  | PowerPlus Energy Pty Ltd | LiFe4838P | 12 | Ningbo Deye Inverter Technology Co | SUN-10K-SG04LP3-AU | PowerPlus Energy | 2025-04-20
2024-01-08 | HBS9415 | PowerPlus Energy Pty Ltd LiFe4838P (x13) w/ Ningbo Deye Inverter Technology Co SUN-10K-SG04LP3-AU | 49.4 |  |  | PowerPlus Energy Pty Ltd | LiFe4838P | 13 | Ningbo Deye Inverter Technology Co | SUN-10K-SG04LP3-AU | PowerPlus Energy | 2025-04-20
2024-01-08 | HBS9416 | PowerPlus Energy Pty Ltd LiFe4838P (x14) w/ Ningbo Deye Inverter Technology Co SUN-10K-SG04LP3-AU | 53.2 |  |  | PowerPlus Energy Pty Ltd | LiFe4838P | 14 | Ningbo Deye Inverter Technology Co | SUN-10K-SG04LP3-AU | PowerPlus Energy | 2025-04-20
2024-01-08 | HBS9417 | PowerPlus Energy Pty Ltd LiFe4838P (x15) w/ Ningbo Deye Inverter Technology Co SUN-10K-SG04LP3-AU | 57 |  |  | PowerPlus Energy Pty Ltd | LiFe4838P | 15 | Ningbo Deye Inverter Technology Co | SUN-10K-SG04LP3-AU | PowerPlus Energy | 2025-04-20
2024-01-08 | HBS9418 | PowerPlus Energy Pty Ltd LiFe4838P (x16) w/ Ningbo Deye Inverter Technology Co SUN-10K-SG04LP3-AU | 60.8 |  |  | PowerPlus Energy Pty Ltd | LiFe4838P | 16 | Ningbo Deye Inverter Technology Co | SUN-10K-SG04LP3-AU | PowerPlus Energy | 2025-04-20
2024-01-08 | HBS9419 | PowerPlus Energy Pty Ltd LiFe4838P (x17) w/ Ningbo Deye Inverter Technology Co SUN-10K-SG04LP3-AU | 64.6 |  |  | PowerPlus Energy Pty Ltd | LiFe4838P | 17 | Ningbo Deye Inverter Technology Co | SUN-10K-SG04LP3-AU | PowerPlus Energy | 2025-04-20
2024-01-08 | HBS9420 | PowerPlus Energy Pty Ltd LiFe4838P (x18) w/ Ningbo Deye Inverter Technology Co SUN-10K-SG04LP3-AU | 68.4 |  |  | PowerPlus Energy Pty Ltd | LiFe4838P | 18 | Ningbo Deye Inverter Technology Co | SUN-10K-SG04LP3-AU | PowerPlus Energy | 2025-04-20
2024-01-08 | HBS9421 | PowerPlus Energy Pty Ltd LiFe4838P (x19) w/ Ningbo Deye Inverter Technology Co SUN-10K-SG04LP3-AU | 72.2 |  |  | PowerPlus Energy Pty Ltd | LiFe4838P | 19 | Ningbo Deye Inverter Technology Co | SUN-10K-SG04LP3-AU | PowerPlus Energy | 2025-04-20
2024-01-08 | HBS9422 | PowerPlus Energy Pty Ltd LiFe4838P (x20) w/ Ningbo Deye Inverter Technology Co SUN-10K-SG04LP3-AU | 76 |  |  | PowerPlus Energy Pty Ltd | LiFe4838P | 20 | Ningbo Deye Inverter Technology Co | SUN-10K-SG04LP3-AU | PowerPlus Energy | 2025-04-20
2024-01-08 | HBS9423 | PowerPlus Energy Pty Ltd LiFe4838P (x2) w/ Ningbo Deye Inverter Technology Co SUN-8K-SG04LP3-AU | 7.6 |  |  | PowerPlus Energy Pty Ltd | LiFe4838P | 2 | Ningbo Deye Inverter Technology Co | SUN-8K-SG04LP3-AU | PowerPlus Energy | 2025-04-20
2024-01-08 | HBS9424 | PowerPlus Energy Pty Ltd LiFe4838P (x3) w/ Ningbo Deye Inverter Technology Co SUN-8K-SG04LP3-AU | 11.4 |  |  | PowerPlus Energy Pty Ltd | LiFe4838P | 3 | Ningbo Deye Inverter Technology Co | SUN-8K-SG04LP3-AU | PowerPlus Energy | 2025-04-20
2024-01-08 | HBS9425 | PowerPlus Energy Pty Ltd LiFe4838P (x4) w/ Ningbo Deye Inverter Technology Co SUN-8K-SG04LP3-AU | 15.2 |  |  | PowerPlus Energy Pty Ltd | LiFe4838P | 4 | Ningbo Deye Inverter Technology Co | SUN-8K-SG04LP3-AU | PowerPlus Energy | 2025-04-20
2024-01-08 | HBS9426 | PowerPlus Energy Pty Ltd LiFe4838P (x5) w/ Ningbo Deye Inverter Technology Co SUN-8K-SG04LP3-AU | 19 |  |  | PowerPlus Energy Pty Ltd | LiFe4838P | 5 | Ningbo Deye Inverter Technology Co | SUN-8K-SG04LP3-AU | PowerPlus Energy | 2025-04-20
2024-01-08 | HBS9427 | PowerPlus Energy Pty Ltd LiFe4838P (x6) w/ Ningbo Deye Inverter Technology Co SUN-8K-SG04LP3-AU | 22.8 |  |  | PowerPlus Energy Pty Ltd | LiFe4838P | 6 | Ningbo Deye Inverter Technology Co | SUN-8K-SG04LP3-AU | PowerPlus Energy | 2025-04-20
2024-01-08 | HBS9428 | PowerPlus Energy Pty Ltd LiFe4838P (x7) w/ Ningbo Deye Inverter Technology Co SUN-8K-SG04LP3-AU | 26.6 |  |  | PowerPlus Energy Pty Ltd | LiFe4838P | 7 | Ningbo Deye Inverter Technology Co | SUN-8K-SG04LP3-AU | PowerPlus Energy | 2025-04-20
2024-01-08 | HBS9429 | PowerPlus Energy Pty Ltd LiFe4838P (x8) w/ Ningbo Deye Inverter Technology Co SUN-8K-SG04LP3-AU | 30.4 |  |  | PowerPlus Energy Pty Ltd | LiFe4838P | 8 | Ningbo Deye Inverter Technology Co | SUN-8K-SG04LP3-AU | PowerPlus Energy | 2025-04-20
2024-01-08 | HBS9430 | PowerPlus Energy Pty Ltd LiFe4838P (x9) w/ Ningbo Deye Inverter Technology Co SUN-8K-SG04LP3-AU | 34.2 |  |  | PowerPlus Energy Pty Ltd | LiFe4838P | 9 | Ningbo Deye Inverter Technology Co | SUN-8K-SG04LP3-AU | PowerPlus Energy | 2025-04-20
2024-01-08 | HBS9431 | PowerPlus Energy Pty Ltd LiFe4838P (x10) w/ Ningbo Deye Inverter Technology Co SUN-8K-SG04LP3-AU | 38 |  |  | PowerPlus Energy Pty Ltd | LiFe4838P | 10 | Ningbo Deye Inverter Technology Co | SUN-8K-SG04LP3-AU | PowerPlus Energy | 2025-04-20
2024-01-08 | HBS9432 | PowerPlus Energy Pty Ltd LiFe4838P (x11) w/ Ningbo Deye Inverter Technology Co SUN-8K-SG04LP3-AU | 41.8 |  |  | PowerPlus Energy Pty Ltd | LiFe4838P | 11 | Ningbo Deye Inverter Technology Co | SUN-8K-SG04LP3-AU | PowerPlus Energy | 2025-04-20
2024-01-08 | HBS9433 | PowerPlus Energy Pty Ltd LiFe4838P (x12) w/ Ningbo Deye Inverter Technology Co SUN-8K-SG04LP3-AU | 45.6 |  |  | PowerPlus Energy Pty Ltd | LiFe4838P | 12 | Ningbo Deye Inverter Technology Co | SUN-8K-SG04LP3-AU | PowerPlus Energy | 2025-04-20
2024-01-08 | HBS9434 | PowerPlus Energy Pty Ltd LiFe4838P (x13) w/ Ningbo Deye Inverter Technology Co SUN-8K-SG04LP3-AU | 49.4 |  |  | PowerPlus Energy Pty Ltd | LiFe4838P | 13 | Ningbo Deye Inverter Technology Co | SUN-8K-SG04LP3-AU | PowerPlus Energy | 2025-04-20
2024-01-08 | HBS9435 | PowerPlus Energy Pty Ltd LiFe4838P (x14) w/ Ningbo Deye Inverter Technology Co SUN-8K-SG04LP3-AU | 53.2 |  |  | PowerPlus Energy Pty Ltd | LiFe4838P | 14 | Ningbo Deye Inverter Technology Co | SUN-8K-SG04LP3-AU | PowerPlus Energy | 2025-04-20
2024-01-08 | HBS9436 | PowerPlus Energy Pty Ltd LiFe4838P (x15) w/ Ningbo Deye Inverter Technology Co SUN-8K-SG04LP3-AU | 57 |  |  | PowerPlus Energy Pty Ltd | LiFe4838P | 15 | Ningbo Deye Inverter Technology Co | SUN-8K-SG04LP3-AU | PowerPlus Energy | 2025-04-20
2024-01-08 | HBS9437 | PowerPlus Energy Pty Ltd LiFe4838P (x16) w/ Ningbo Deye Inverter Technology Co SUN-8K-SG04LP3-AU | 60.8 |  |  | PowerPlus Energy Pty Ltd | LiFe4838P | 16 | Ningbo Deye Inverter Technology Co | SUN-8K-SG04LP3-AU | PowerPlus Energy | 2025-04-20
2024-01-08 | HBS9438 | PowerPlus Energy Pty Ltd LiFe4838P (x17) w/ Ningbo Deye Inverter Technology Co SUN-8K-SG04LP3-AU | 64.6 |  |  | PowerPlus Energy Pty Ltd | LiFe4838P | 17 | Ningbo Deye Inverter Technology Co | SUN-8K-SG04LP3-AU | PowerPlus Energy | 2025-04-20
2024-01-08 | HBS9439 | PowerPlus Energy Pty Ltd LiFe4838P (x18) w/ Ningbo Deye Inverter Technology Co SUN-8K-SG04LP3-AU | 68.4 |  |  | PowerPlus Energy Pty Ltd | LiFe4838P | 18 | Ningbo Deye Inverter Technology Co | SUN-8K-SG04LP3-AU | PowerPlus Energy | 2025-04-20
2024-01-08 | HBS9440 | PowerPlus Energy Pty Ltd LiFe4838P (x19) w/ Ningbo Deye Inverter Technology Co SUN-8K-SG04LP3-AU | 72.2 |  |  | PowerPlus Energy Pty Ltd | LiFe4838P | 19 | Ningbo Deye Inverter Technology Co | SUN-8K-SG04LP3-AU | PowerPlus Energy | 2025-04-20
2024-01-08 | HBS9441 | PowerPlus Energy Pty Ltd LiFe4838P (x20) w/ Ningbo Deye Inverter Technology Co SUN-8K-SG04LP3-AU | 76 |  |  | PowerPlus Energy Pty Ltd | LiFe4838P | 20 | Ningbo Deye Inverter Technology Co | SUN-8K-SG04LP3-AU | PowerPlus Energy | 2025-04-20
2024-01-08 | HBS9442 | PowerPlus Energy Pty Ltd LiFe4838P (x2) w/ Ningbo Deye Inverter Technology Co SUN-6K-SG04LP3-AU | 7.6 |  |  | PowerPlus Energy Pty Ltd | LiFe4838P | 2 | Ningbo Deye Inverter Technology Co | SUN-6K-SG04LP3-AU | PowerPlus Energy | 2025-04-20
2024-01-08 | HBS9443 | PowerPlus Energy Pty Ltd LiFe4838P (x3) w/ Ningbo Deye Inverter Technology Co SUN-6K-SG04LP3-AU | 11.4 |  |  | PowerPlus Energy Pty Ltd | LiFe4838P | 3 | Ningbo Deye Inverter Technology Co | SUN-6K-SG04LP3-AU | PowerPlus Energy | 2025-04-20
2024-01-08 | HBS9444 | PowerPlus Energy Pty Ltd LiFe4838P (x4) w/ Ningbo Deye Inverter Technology Co SUN-6K-SG04LP3-AU | 15.2 |  |  | PowerPlus Energy Pty Ltd | LiFe4838P | 4 | Ningbo Deye Inverter Technology Co | SUN-6K-SG04LP3-AU | PowerPlus Energy | 2025-04-20
2024-01-08 | HBS9445 | PowerPlus Energy Pty Ltd LiFe4838P (x5) w/ Ningbo Deye Inverter Technology Co SUN-6K-SG04LP3-AU | 19 |  |  | PowerPlus Energy Pty Ltd | LiFe4838P | 5 | Ningbo Deye Inverter Technology Co | SUN-6K-SG04LP3-AU | PowerPlus Energy | 2025-04-20
2024-01-08 | HBS9446 | PowerPlus Energy Pty Ltd LiFe4838P (x6) w/ Ningbo Deye Inverter Technology Co SUN-6K-SG04LP3-AU | 22.8 |  |  | PowerPlus Energy Pty Ltd | LiFe4838P | 6 | Ningbo Deye Inverter Technology Co | SUN-6K-SG04LP3-AU | PowerPlus Energy | 2025-04-20
2024-01-08 | HBS9447 | PowerPlus Energy Pty Ltd LiFe4838P (x7) w/ Ningbo Deye Inverter Technology Co SUN-6K-SG04LP3-AU | 26.6 |  |  | PowerPlus Energy Pty Ltd | LiFe4838P | 7 | Ningbo Deye Inverter Technology Co | SUN-6K-SG04LP3-AU | PowerPlus Energy | 2025-04-20
2024-01-08 | HBS9448 | PowerPlus Energy Pty Ltd LiFe4838P (x8) w/ Ningbo Deye Inverter Technology Co SUN-6K-SG04LP3-AU | 30.4 |  |  | PowerPlus Energy Pty Ltd | LiFe4838P | 8 | Ningbo Deye Inverter Technology Co | SUN-6K-SG04LP3-AU | PowerPlus Energy | 2025-04-20
2024-01-08 | HBS9449 | PowerPlus Energy Pty Ltd LiFe4838P (x9) w/ Ningbo Deye Inverter Technology Co SUN-6K-SG04LP3-AU | 34.2 |  |  | PowerPlus Energy Pty Ltd | LiFe4838P | 9 | Ningbo Deye Inverter Technology Co | SUN-6K-SG04LP3-AU | PowerPlus Energy | 2025-04-20
2024-01-08 | HBS9450 | PowerPlus Energy Pty Ltd LiFe4838P (x10) w/ Ningbo Deye Inverter Technology Co SUN-6K-SG04LP3-AU | 38 |  |  | PowerPlus Energy Pty Ltd | LiFe4838P | 10 | Ningbo Deye Inverter Technology Co | SUN-6K-SG04LP3-AU | PowerPlus Energy | 2025-04-20
2024-01-08 | HBS9451 | PowerPlus Energy Pty Ltd LiFe4838P (x11) w/ Ningbo Deye Inverter Technology Co SUN-6K-SG04LP3-AU | 41.8 |  |  | PowerPlus Energy Pty Ltd | LiFe4838P | 11 | Ningbo Deye Inverter Technology Co | SUN-6K-SG04LP3-AU | PowerPlus Energy | 2025-04-20
2024-01-08 | HBS9452 | PowerPlus Energy Pty Ltd LiFe4838P (x12) w/ Ningbo Deye Inverter Technology Co SUN-6K-SG04LP3-AU | 45.6 |  |  | PowerPlus Energy Pty Ltd | LiFe4838P | 12 | Ningbo Deye Inverter Technology Co | SUN-6K-SG04LP3-AU | PowerPlus Energy | 2025-04-20
2024-01-08 | HBS9453 | PowerPlus Energy Pty Ltd LiFe4838P (x13) w/ Ningbo Deye Inverter Technology Co SUN-6K-SG04LP3-AU | 49.4 |  |  | PowerPlus Energy Pty Ltd | LiFe4838P | 13 | Ningbo Deye Inverter Technology Co | SUN-6K-SG04LP3-AU | PowerPlus Energy | 2025-04-20
2024-01-08 | HBS9454 | PowerPlus Energy Pty Ltd LiFe4838P (x14) w/ Ningbo Deye Inverter Technology Co SUN-6K-SG04LP3-AU | 53.2 |  |  | PowerPlus Energy Pty Ltd | LiFe4838P | 14 | Ningbo Deye Inverter Technology Co | SUN-6K-SG04LP3-AU | PowerPlus Energy | 2025-04-20
2024-01-08 | HBS9455 | PowerPlus Energy Pty Ltd LiFe4838P (x15) w/ Ningbo Deye Inverter Technology Co SUN-6K-SG04LP3-AU | 57 |  |  | PowerPlus Energy Pty Ltd | LiFe4838P | 15 | Ningbo Deye Inverter Technology Co | SUN-6K-SG04LP3-AU | PowerPlus Energy | 2025-04-20
2024-01-08 | HBS9456 | PowerPlus Energy Pty Ltd LiFe4838P (x16) w/ Ningbo Deye Inverter Technology Co SUN-6K-SG04LP3-AU | 60.8 |  |  | PowerPlus Energy Pty Ltd | LiFe4838P | 16 | Ningbo Deye Inverter Technology Co | SUN-6K-SG04LP3-AU | PowerPlus Energy | 2025-04-20
2024-01-08 | HBS9457 | PowerPlus Energy Pty Ltd LiFe4838P (x17) w/ Ningbo Deye Inverter Technology Co SUN-6K-SG04LP3-AU | 64.6 |  |  | PowerPlus Energy Pty Ltd | LiFe4838P | 17 | Ningbo Deye Inverter Technology Co | SUN-6K-SG04LP3-AU | PowerPlus Energy | 2025-04-20
2024-01-08 | HBS9458 | PowerPlus Energy Pty Ltd LiFe4838P (x18) w/ Ningbo Deye Inverter Technology Co SUN-6K-SG04LP3-AU | 68.4 |  |  | PowerPlus Energy Pty Ltd | LiFe4838P | 18 | Ningbo Deye Inverter Technology Co | SUN-6K-SG04LP3-AU | PowerPlus Energy | 2025-04-20
2024-01-08 | HBS9459 | PowerPlus Energy Pty Ltd LiFe4838P (x19) w/ Ningbo Deye Inverter Technology Co SUN-6K-SG04LP3-AU | 72.2 |  |  | PowerPlus Energy Pty Ltd | LiFe4838P | 19 | Ningbo Deye Inverter Technology Co | SUN-6K-SG04LP3-AU | PowerPlus Energy | 2025-04-20
2024-01-08 | HBS9460 | PowerPlus Energy Pty Ltd LiFe4838P (x20) w/ Ningbo Deye Inverter Technology Co SUN-6K-SG04LP3-AU | 76 |  |  | PowerPlus Energy Pty Ltd | LiFe4838P | 20 | Ningbo Deye Inverter Technology Co | SUN-6K-SG04LP3-AU | PowerPlus Energy | 2025-04-20
2024-01-08 | HBS9461 | PowerPlus Energy Pty Ltd LiFe4838P (x2) w/ Ningbo Deye Inverter Technology Co SUN-5K-SG04LP3-AU | 7.6 |  |  | PowerPlus Energy Pty Ltd | LiFe4838P | 2 | Ningbo Deye Inverter Technology Co | SUN-5K-SG04LP3-AU | PowerPlus Energy | 2025-04-20
2024-01-08 | HBS9462 | PowerPlus Energy Pty Ltd LiFe4838P (x3) w/ Ningbo Deye Inverter Technology Co SUN-5K-SG04LP3-AU | 11.4 |  |  | PowerPlus Energy Pty Ltd | LiFe4838P | 3 | Ningbo Deye Inverter Technology Co | SUN-5K-SG04LP3-AU | PowerPlus Energy | 2025-04-20
2024-01-08 | HBS9463 | PowerPlus Energy Pty Ltd LiFe4838P (x4) w/ Ningbo Deye Inverter Technology Co SUN-5K-SG04LP3-AU | 15.2 |  |  | PowerPlus Energy Pty Ltd | LiFe4838P | 4 | Ningbo Deye Inverter Technology Co | SUN-5K-SG04LP3-AU | PowerPlus Energy | 2025-04-20
2024-01-08 | HBS9464 | PowerPlus Energy Pty Ltd LiFe4838P (x5) w/ Ningbo Deye Inverter Technology Co SUN-5K-SG04LP3-AU | 19 |  |  | PowerPlus Energy Pty Ltd | LiFe4838P | 5 | Ningbo Deye Inverter Technology Co | SUN-5K-SG04LP3-AU | PowerPlus Energy | 2025-04-20
2024-01-08 | HBS9465 | PowerPlus Energy Pty Ltd LiFe4838P (x6) w/ Ningbo Deye Inverter Technology Co SUN-5K-SG04LP3-AU | 22.8 |  |  | PowerPlus Energy Pty Ltd | LiFe4838P | 6 | Ningbo Deye Inverter Technology Co | SUN-5K-SG04LP3-AU | PowerPlus Energy | 2025-04-20
2024-01-08 | HBS9466 | PowerPlus Energy Pty Ltd LiFe4838P (x7) w/ Ningbo Deye Inverter Technology Co SUN-5K-SG04LP3-AU | 26.6 |  |  | PowerPlus Energy Pty Ltd | LiFe4838P | 7 | Ningbo Deye Inverter Technology Co | SUN-5K-SG04LP3-AU | PowerPlus Energy | 2025-04-20
2024-01-08 | HBS9467 | PowerPlus Energy Pty Ltd LiFe4838P (x8) w/ Ningbo Deye Inverter Technology Co SUN-5K-SG04LP3-AU | 30.4 |  |  | PowerPlus Energy Pty Ltd | LiFe4838P | 8 | Ningbo Deye Inverter Technology Co | SUN-5K-SG04LP3-AU | PowerPlus Energy | 2025-04-20
2024-01-08 | HBS9468 | PowerPlus Energy Pty Ltd LiFe4838P (x9) w/ Ningbo Deye Inverter Technology Co SUN-5K-SG04LP3-AU | 34.2 |  |  | PowerPlus Energy Pty Ltd | LiFe4838P | 9 | Ningbo Deye Inverter Technology Co | SUN-5K-SG04LP3-AU | PowerPlus Energy | 2025-04-20
2024-01-08 | HBS9469 | PowerPlus Energy Pty Ltd LiFe4838P (x10) w/ Ningbo Deye Inverter Technology Co SUN-5K-SG04LP3-AU | 38 |  |  | PowerPlus Energy Pty Ltd | LiFe4838P | 10 | Ningbo Deye Inverter Technology Co | SUN-5K-SG04LP3-AU | PowerPlus Energy | 2025-04-20
2024-01-08 | HBS9470 | PowerPlus Energy Pty Ltd LiFe4838P (x11) w/ Ningbo Deye Inverter Technology Co SUN-5K-SG04LP3-AU | 41.8 |  |  | PowerPlus Energy Pty Ltd | LiFe4838P | 11 | Ningbo Deye Inverter Technology Co | SUN-5K-SG04LP3-AU | PowerPlus Energy | 2025-04-20
2024-01-08 | HBS9471 | PowerPlus Energy Pty Ltd LiFe4838P (x12) w/ Ningbo Deye Inverter Technology Co SUN-5K-SG04LP3-AU | 45.6 |  |  | PowerPlus Energy Pty Ltd | LiFe4838P | 12 | Ningbo Deye Inverter Technology Co | SUN-5K-SG04LP3-AU | PowerPlus Energy | 2025-04-20
2024-01-08 | HBS9472 | PowerPlus Energy Pty Ltd LiFe4838P (x13) w/ Ningbo Deye Inverter Technology Co SUN-5K-SG04LP3-AU | 49.4 |  |  | PowerPlus Energy Pty Ltd | LiFe4838P | 13 | Ningbo Deye Inverter Technology Co | SUN-5K-SG04LP3-AU | PowerPlus Energy | 2025-04-20
2024-01-08 | HBS9473 | PowerPlus Energy Pty Ltd LiFe4838P (x14) w/ Ningbo Deye Inverter Technology Co SUN-5K-SG04LP3-AU | 53.2 |  |  | PowerPlus Energy Pty Ltd | LiFe4838P | 14 | Ningbo Deye Inverter Technology Co | SUN-5K-SG04LP3-AU | PowerPlus Energy | 2025-04-20
2024-01-08 | HBS9474 | PowerPlus Energy Pty Ltd LiFe4838P (x15) w/ Ningbo Deye Inverter Technology Co SUN-5K-SG04LP3-AU | 57 |  |  | PowerPlus Energy Pty Ltd | LiFe4838P | 15 | Ningbo Deye Inverter Technology Co | SUN-5K-SG04LP3-AU | PowerPlus Energy | 2025-04-20
2024-01-08 | HBS9475 | PowerPlus Energy Pty Ltd LiFe4838P (x16) w/ Ningbo Deye Inverter Technology Co SUN-5K-SG04LP3-AU | 60.8 |  |  | PowerPlus Energy Pty Ltd | LiFe4838P | 16 | Ningbo Deye Inverter Technology Co | SUN-5K-SG04LP3-AU | PowerPlus Energy | 2025-04-20
2024-01-08 | HBS9476 | PowerPlus Energy Pty Ltd LiFe4838P (x17) w/ Ningbo Deye Inverter Technology Co SUN-5K-SG04LP3-AU | 64.6 |  |  | PowerPlus Energy Pty Ltd | LiFe4838P | 17 | Ningbo Deye Inverter Technology Co | SUN-5K-SG04LP3-AU | PowerPlus Energy | 2025-04-20
2024-01-08 | HBS9477 | PowerPlus Energy Pty Ltd LiFe4838P (x18) w/ Ningbo Deye Inverter Technology Co SUN-5K-SG04LP3-AU | 68.4 |  |  | PowerPlus Energy Pty Ltd | LiFe4838P | 18 | Ningbo Deye Inverter Technology Co | SUN-5K-SG04LP3-AU | PowerPlus Energy | 2025-04-20
2024-01-08 | HBS9478 | PowerPlus Energy Pty Ltd LiFe4838P (x19) w/ Ningbo Deye Inverter Technology Co SUN-5K-SG04LP3-AU | 72.2 |  |  | PowerPlus Energy Pty Ltd | LiFe4838P | 19 | Ningbo Deye Inverter Technology Co | SUN-5K-SG04LP3-AU | PowerPlus Energy | 2025-04-20
2024-01-08 | HBS9479 | PowerPlus Energy Pty Ltd LiFe4838P (x20) w/ Ningbo Deye Inverter Technology Co SUN-5K-SG04LP3-AU | 76 |  |  | PowerPlus Energy Pty Ltd | LiFe4838P | 20 | Ningbo Deye Inverter Technology Co | SUN-5K-SG04LP3-AU | PowerPlus Energy | 2025-04-20
2024-01-08 | HBS9480 | PowerPlus Energy Pty Ltd LiFe4838P (x2) w/ Ginlong Technologies Co S6-EH1P6K-L-AU | 7.6 |  |  | PowerPlus Energy Pty Ltd | LiFe4838P | 2 | Ginlong Technologies Co | S6-EH1P6K-L-AU | PowerPlus Energy | 2026-09-18
2024-01-08 | HBS9481 | PowerPlus Energy Pty Ltd LiFe4838P (x3) w/ Ginlong Technologies Co S6-EH1P6K-L-AU | 11.4 |  |  | PowerPlus Energy Pty Ltd | LiFe4838P | 3 | Ginlong Technologies Co | S6-EH1P6K-L-AU | PowerPlus Energy | 2026-09-18
2024-01-08 | HBS9482 | PowerPlus Energy Pty Ltd LiFe4838P (x4) w/ Ginlong Technologies Co S6-EH1P6K-L-AU | 15.2 |  |  | PowerPlus Energy Pty Ltd | LiFe4838P | 4 | Ginlong Technologies Co | S6-EH1P6K-L-AU | PowerPlus Energy | 2026-09-18
2024-01-08 | HBS9483 | PowerPlus Energy Pty Ltd LiFe4838P (x5) w/ Ginlong Technologies Co S6-EH1P6K-L-AU | 19 |  |  | PowerPlus Energy Pty Ltd | LiFe4838P | 5 | Ginlong Technologies Co | S6-EH1P6K-L-AU | PowerPlus Energy | 2026-09-18
2024-01-08 | HBS9484 | PowerPlus Energy Pty Ltd LiFe4838P (x6) w/ Ginlong Technologies Co S6-EH1P6K-L-AU | 22.8 |  |  | PowerPlus Energy Pty Ltd | LiFe4838P | 6 | Ginlong Technologies Co | S6-EH1P6K-L-AU | PowerPlus Energy | 2026-09-18
2024-01-08 | HBS9485 | PowerPlus Energy Pty Ltd LiFe4838P (x7) w/ Ginlong Technologies Co S6-EH1P6K-L-AU | 26.6 |  |  | PowerPlus Energy Pty Ltd | LiFe4838P | 7 | Ginlong Technologies Co | S6-EH1P6K-L-AU | PowerPlus Energy | 2026-09-18
2024-01-08 | HBS9486 | PowerPlus Energy Pty Ltd LiFe4838P (x8) w/ Ginlong Technologies Co S6-EH1P6K-L-AU | 30.4 |  |  | PowerPlus Energy Pty Ltd | LiFe4838P | 8 | Ginlong Technologies Co | S6-EH1P6K-L-AU | PowerPlus Energy | 2026-09-18
2024-01-08 | HBS9487 | PowerPlus Energy Pty Ltd LiFe4838P (x9) w/ Ginlong Technologies Co S6-EH1P6K-L-AU | 34.2 |  |  | PowerPlus Energy Pty Ltd | LiFe4838P | 9 | Ginlong Technologies Co | S6-EH1P6K-L-AU | PowerPlus Energy | 2026-09-18
2024-01-08 | HBS9488 | PowerPlus Energy Pty Ltd LiFe4838P (x10) w/ Ginlong Technologies Co S6-EH1P6K-L-AU | 38 |  |  | PowerPlus Energy Pty Ltd | LiFe4838P | 10 | Ginlong Technologies Co | S6-EH1P6K-L-AU | PowerPlus Energy | 2026-09-18
2024-01-08 | HBS9489 | PowerPlus Energy Pty Ltd LiFe4838P (x11) w/ Ginlong Technologies Co S6-EH1P6K-L-AU | 41.8 |  |  | PowerPlus Energy Pty Ltd | LiFe4838P | 11 | Ginlong Technologies Co | S6-EH1P6K-L-AU | PowerPlus Energy | 2026-09-18
2024-01-08 | HBS9490 | PowerPlus Energy Pty Ltd LiFe4838P (x12) w/ Ginlong Technologies Co S6-EH1P6K-L-AU | 45.6 |  |  | PowerPlus Energy Pty Ltd | LiFe4838P | 12 | Ginlong Technologies Co | S6-EH1P6K-L-AU | PowerPlus Energy | 2026-09-18
2024-01-08 | HBS9491 | PowerPlus Energy Pty Ltd LiFe4838P (x13) w/ Ginlong Technologies Co S6-EH1P6K-L-AU | 49.4 |  |  | PowerPlus Energy Pty Ltd | LiFe4838P | 13 | Ginlong Technologies Co | S6-EH1P6K-L-AU | PowerPlus Energy | 2026-09-18
2024-01-08 | HBS9492 | PowerPlus Energy Pty Ltd LiFe4838P (x14) w/ Ginlong Technologies Co S6-EH1P6K-L-AU | 53.2 |  |  | PowerPlus Energy Pty Ltd | LiFe4838P | 14 | Ginlong Technologies Co | S6-EH1P6K-L-AU | PowerPlus Energy | 2026-09-18
2024-01-08 | HBS9493 | PowerPlus Energy Pty Ltd LiFe4838P (x15) w/ Ginlong Technologies Co S6-EH1P6K-L-AU | 57 |  |  | PowerPlus Energy Pty Ltd | LiFe4838P | 15 | Ginlong Technologies Co | S6-EH1P6K-L-AU | PowerPlus Energy | 2026-09-18
2024-01-08 | HBS9494 | PowerPlus Energy Pty Ltd LiFe4838P (x16) w/ Ginlong Technologies Co S6-EH1P6K-L-AU | 60.8 |  |  | PowerPlus Energy Pty Ltd | LiFe4838P | 16 | Ginlong Technologies Co | S6-EH1P6K-L-AU | PowerPlus Energy | 2026-09-18
2024-01-08 | HBS9495 | PowerPlus Energy Pty Ltd LiFe4838P (x17) w/ Ginlong Technologies Co S6-EH1P6K-L-AU | 64.6 |  |  | PowerPlus Energy Pty Ltd | LiFe4838P | 17 | Ginlong Technologies Co | S6-EH1P6K-L-AU | PowerPlus Energy | 2026-09-18
2024-01-08 | HBS9496 | PowerPlus Energy Pty Ltd LiFe4838P (x18) w/ Ginlong Technologies Co S6-EH1P6K-L-AU | 68.4 |  |  | PowerPlus Energy Pty Ltd | LiFe4838P | 18 | Ginlong Technologies Co | S6-EH1P6K-L-AU | PowerPlus Energy | 2026-09-18
2024-01-08 | HBS9497 | PowerPlus Energy Pty Ltd LiFe4838P (x19) w/ Ginlong Technologies Co S6-EH1P6K-L-AU | 72.2 |  |  | PowerPlus Energy Pty Ltd | LiFe4838P | 19 | Ginlong Technologies Co | S6-EH1P6K-L-AU | PowerPlus Energy | 2026-09-18
2024-01-08 | HBS9498 | PowerPlus Energy Pty Ltd LiFe4838P (x20) w/ Ginlong Technologies Co S6-EH1P6K-L-AU | 76 |  |  | PowerPlus Energy Pty Ltd | LiFe4838P | 20 | Ginlong Technologies Co | S6-EH1P6K-L-AU | PowerPlus Energy | 2026-09-18
2024-01-08 | HBS9499 | PowerPlus Energy Pty Ltd LiFe4838P (x2) w/ Ginlong Technologies Co S6-EH1P5K-L-AU | 7.6 |  |  | PowerPlus Energy Pty Ltd | LiFe4838P | 2 | Ginlong Technologies Co | S6-EH1P5K-L-AU | PowerPlus Energy | 2026-09-18
2024-01-08 | HBS9500 | PowerPlus Energy Pty Ltd LiFe4838P (x3) w/ Ginlong Technologies Co S6-EH1P5K-L-AU | 11.4 |  |  | PowerPlus Energy Pty Ltd | LiFe4838P | 3 | Ginlong Technologies Co | S6-EH1P5K-L-AU | PowerPlus Energy | 2026-09-18
2024-01-08 | HBS9501 | PowerPlus Energy Pty Ltd LiFe4838P (x4) w/ Ginlong Technologies Co S6-EH1P5K-L-AU | 15.2 |  |  | PowerPlus Energy Pty Ltd | LiFe4838P | 4 | Ginlong Technologies Co | S6-EH1P5K-L-AU | PowerPlus Energy | 2026-09-18
2024-01-08 | HBS9502 | PowerPlus Energy Pty Ltd LiFe4838P (x5) w/ Ginlong Technologies Co S6-EH1P5K-L-AU | 19 |  |  | PowerPlus Energy Pty Ltd | LiFe4838P | 5 | Ginlong Technologies Co | S6-EH1P5K-L-AU | PowerPlus Energy | 2026-09-18
2024-01-08 | HBS9503 | PowerPlus Energy Pty Ltd LiFe4838P (x6) w/ Ginlong Technologies Co S6-EH1P5K-L-AU | 22.8 |  |  | PowerPlus Energy Pty Ltd | LiFe4838P | 6 | Ginlong Technologies Co | S6-EH1P5K-L-AU | PowerPlus Energy | 2026-09-18
2024-01-08 | HBS9504 | PowerPlus Energy Pty Ltd LiFe4838P (x7) w/ Ginlong Technologies Co S6-EH1P5K-L-AU | 26.6 |  |  | PowerPlus Energy Pty Ltd | LiFe4838P | 7 | Ginlong Technologies Co | S6-EH1P5K-L-AU | PowerPlus Energy | 2026-09-18
2024-01-08 | HBS9505 | PowerPlus Energy Pty Ltd LiFe4838P (x8) w/ Ginlong Technologies Co S6-EH1P5K-L-AU | 30.4 |  |  | PowerPlus Energy Pty Ltd | LiFe4838P | 8 | Ginlong Technologies Co | S6-EH1P5K-L-AU | PowerPlus Energy | 2026-09-18
2024-01-08 | HBS9506 | PowerPlus Energy Pty Ltd LiFe4838P (x9) w/ Ginlong Technologies Co S6-EH1P5K-L-AU | 34.2 |  |  | PowerPlus Energy Pty Ltd | LiFe4838P | 9 | Ginlong Technologies Co | S6-EH1P5K-L-AU | PowerPlus Energy | 2026-09-18
2024-01-08 | HBS9507 | PowerPlus Energy Pty Ltd LiFe4838P (x10) w/ Ginlong Technologies Co S6-EH1P5K-L-AU | 38 |  |  | PowerPlus Energy Pty Ltd | LiFe4838P | 10 | Ginlong Technologies Co | S6-EH1P5K-L-AU | PowerPlus Energy | 2026-09-18
2024-01-08 | HBS9508 | PowerPlus Energy Pty Ltd LiFe4838P (x11) w/ Ginlong Technologies Co S6-EH1P5K-L-AU | 41.8 |  |  | PowerPlus Energy Pty Ltd | LiFe4838P | 11 | Ginlong Technologies Co | S6-EH1P5K-L-AU | PowerPlus Energy | 2026-09-18
2024-01-08 | HBS9509 | PowerPlus Energy Pty Ltd LiFe4838P (x12) w/ Ginlong Technologies Co S6-EH1P5K-L-AU | 45.6 |  |  | PowerPlus Energy Pty Ltd | LiFe4838P | 12 | Ginlong Technologies Co | S6-EH1P5K-L-AU | PowerPlus Energy | 2026-09-18
2024-01-08 | HBS9510 | PowerPlus Energy Pty Ltd LiFe4838P (x13) w/ Ginlong Technologies Co S6-EH1P5K-L-AU | 49.4 |  |  | PowerPlus Energy Pty Ltd | LiFe4838P | 13 | Ginlong Technologies Co | S6-EH1P5K-L-AU | PowerPlus Energy | 2026-09-18
2024-01-08 | HBS9511 | PowerPlus Energy Pty Ltd LiFe4838P (x14) w/ Ginlong Technologies Co S6-EH1P5K-L-AU | 53.2 |  |  | PowerPlus Energy Pty Ltd | LiFe4838P | 14 | Ginlong Technologies Co | S6-EH1P5K-L-AU | PowerPlus Energy | 2026-09-18
2024-01-08 | HBS9512 | PowerPlus Energy Pty Ltd LiFe4838P (x15) w/ Ginlong Technologies Co S6-EH1P5K-L-AU | 57 |  |  | PowerPlus Energy Pty Ltd | LiFe4838P | 15 | Ginlong Technologies Co | S6-EH1P5K-L-AU | PowerPlus Energy | 2026-09-18
2024-01-08 | HBS9513 | PowerPlus Energy Pty Ltd LiFe4838P (x16) w/ Ginlong Technologies Co S6-EH1P5K-L-AU | 60.8 |  |  | PowerPlus Energy Pty Ltd | LiFe4838P | 16 | Ginlong Technologies Co | S6-EH1P5K-L-AU | PowerPlus Energy | 2026-09-18
2024-01-08 | HBS9514 | PowerPlus Energy Pty Ltd LiFe4838P (x17) w/ Ginlong Technologies Co S6-EH1P5K-L-AU | 64.6 |  |  | PowerPlus Energy Pty Ltd | LiFe4838P | 17 | Ginlong Technologies Co | S6-EH1P5K-L-AU | PowerPlus Energy | 2026-09-18
2024-01-08 | HBS9515 | PowerPlus Energy Pty Ltd LiFe4838P (x18) w/ Ginlong Technologies Co S6-EH1P5K-L-AU | 68.4 |  |  | PowerPlus Energy Pty Ltd | LiFe4838P | 18 | Ginlong Technologies Co | S6-EH1P5K-L-AU | PowerPlus Energy | 2026-09-18
2024-01-08 | HBS9516 | PowerPlus Energy Pty Ltd LiFe4838P (x19) w/ Ginlong Technologies Co S6-EH1P5K-L-AU | 72.2 |  |  | PowerPlus Energy Pty Ltd | LiFe4838P | 19 | Ginlong Technologies Co | S6-EH1P5K-L-AU | PowerPlus Energy | 2026-09-18
2024-01-08 | HBS9517 | PowerPlus Energy Pty Ltd LiFe4838P (x20) w/ Ginlong Technologies Co S6-EH1P5K-L-AU | 76 |  |  | PowerPlus Energy Pty Ltd | LiFe4838P | 20 | Ginlong Technologies Co | S6-EH1P5K-L-AU | PowerPlus Energy | 2026-09-18
2024-01-08 | HBS9518 | PowerPlus Energy Pty Ltd LiFe4838P (x2) w/ Ginlong Technologies Co S6-EH1P4.6K-L-AU | 7.6 |  |  | PowerPlus Energy Pty Ltd | LiFe4838P | 2 | Ginlong Technologies Co | S6-EH1P4.6K-L-AU | PowerPlus Energy | 2026-09-18
2024-01-08 | HBS9519 | PowerPlus Energy Pty Ltd LiFe4838P (x3) w/ Ginlong Technologies Co S6-EH1P4.6K-L-AU | 11.4 |  |  | PowerPlus Energy Pty Ltd | LiFe4838P | 3 | Ginlong Technologies Co | S6-EH1P4.6K-L-AU | PowerPlus Energy | 2026-09-18
2024-01-08 | HBS9520 | PowerPlus Energy Pty Ltd LiFe4838P (x4) w/ Ginlong Technologies Co S6-EH1P4.6K-L-AU | 15.2 |  |  | PowerPlus Energy Pty Ltd | LiFe4838P | 4 | Ginlong Technologies Co | S6-EH1P4.6K-L-AU | PowerPlus Energy | 2026-09-18
2024-01-08 | HBS9521 | PowerPlus Energy Pty Ltd LiFe4838P (x5) w/ Ginlong Technologies Co S6-EH1P4.6K-L-AU | 19 |  |  | PowerPlus Energy Pty Ltd | LiFe4838P | 5 | Ginlong Technologies Co | S6-EH1P4.6K-L-AU | PowerPlus Energy | 2026-09-18
2024-01-08 | HBS9522 | PowerPlus Energy Pty Ltd LiFe4838P (x6) w/ Ginlong Technologies Co S6-EH1P4.6K-L-AU | 22.8 |  |  | PowerPlus Energy Pty Ltd | LiFe4838P | 6 | Ginlong Technologies Co | S6-EH1P4.6K-L-AU | PowerPlus Energy | 2026-09-18
2024-01-08 | HBS9523 | PowerPlus Energy Pty Ltd LiFe4838P (x7) w/ Ginlong Technologies Co S6-EH1P4.6K-L-AU | 26.6 |  |  | PowerPlus Energy Pty Ltd | LiFe4838P | 7 | Ginlong Technologies Co | S6-EH1P4.6K-L-AU | PowerPlus Energy | 2026-09-18
2024-01-08 | HBS9524 | PowerPlus Energy Pty Ltd LiFe4838P (x8) w/ Ginlong Technologies Co S6-EH1P4.6K-L-AU | 30.4 |  |  | PowerPlus Energy Pty Ltd | LiFe4838P | 8 | Ginlong Technologies Co | S6-EH1P4.6K-L-AU | PowerPlus Energy | 2026-09-18
2024-01-08 | HBS9525 | PowerPlus Energy Pty Ltd LiFe4838P (x9) w/ Ginlong Technologies Co S6-EH1P4.6K-L-AU | 34.2 |  |  | PowerPlus Energy Pty Ltd | LiFe4838P | 9 | Ginlong Technologies Co | S6-EH1P4.6K-L-AU | PowerPlus Energy | 2026-09-18
2024-01-08 | HBS9526 | PowerPlus Energy Pty Ltd LiFe4838P (x10) w/ Ginlong Technologies Co S6-EH1P4.6K-L-AU | 38 |  |  | PowerPlus Energy Pty Ltd | LiFe4838P | 10 | Ginlong Technologies Co | S6-EH1P4.6K-L-AU | PowerPlus Energy | 2026-09-18
2024-01-08 | HBS9527 | PowerPlus Energy Pty Ltd LiFe4838P (x11) w/ Ginlong Technologies Co S6-EH1P4.6K-L-AU | 41.8 |  |  | PowerPlus Energy Pty Ltd | LiFe4838P | 11 | Ginlong Technologies Co | S6-EH1P4.6K-L-AU | PowerPlus Energy | 2026-09-18
2024-01-08 | HBS9528 | PowerPlus Energy Pty Ltd LiFe4838P (x12) w/ Ginlong Technologies Co S6-EH1P4.6K-L-AU | 45.6 |  |  | PowerPlus Energy Pty Ltd | LiFe4838P | 12 | Ginlong Technologies Co | S6-EH1P4.6K-L-AU | PowerPlus Energy | 2026-09-18
2024-01-08 | HBS9529 | PowerPlus Energy Pty Ltd LiFe4838P (x13) w/ Ginlong Technologies Co S6-EH1P4.6K-L-AU | 49.4 |  |  | PowerPlus Energy Pty Ltd | LiFe4838P | 13 | Ginlong Technologies Co | S6-EH1P4.6K-L-AU | PowerPlus Energy | 2026-09-18
2024-01-08 | HBS9530 | PowerPlus Energy Pty Ltd LiFe4838P (x14) w/ Ginlong Technologies Co S6-EH1P4.6K-L-AU | 53.2 |  |  | PowerPlus Energy Pty Ltd | LiFe4838P | 14 | Ginlong Technologies Co | S6-EH1P4.6K-L-AU | PowerPlus Energy | 2026-09-18
2024-01-08 | HBS9531 | PowerPlus Energy Pty Ltd LiFe4838P (x15) w/ Ginlong Technologies Co S6-EH1P4.6K-L-AU | 57 |  |  | PowerPlus Energy Pty Ltd | LiFe4838P | 15 | Ginlong Technologies Co | S6-EH1P4.6K-L-AU | PowerPlus Energy | 2026-09-18
2024-01-08 | HBS9532 | PowerPlus Energy Pty Ltd LiFe4838P (x16) w/ Ginlong Technologies Co S6-EH1P4.6K-L-AU | 60.8 |  |  | PowerPlus Energy Pty Ltd | LiFe4838P | 16 | Ginlong Technologies Co | S6-EH1P4.6K-L-AU | PowerPlus Energy | 2026-09-18
2024-01-08 | HBS9533 | PowerPlus Energy Pty Ltd LiFe4838P (x17) w/ Ginlong Technologies Co S6-EH1P4.6K-L-AU | 64.6 |  |  | PowerPlus Energy Pty Ltd | LiFe4838P | 17 | Ginlong Technologies Co | S6-EH1P4.6K-L-AU | PowerPlus Energy | 2026-09-18
2024-01-08 | HBS9534 | PowerPlus Energy Pty Ltd LiFe4838P (x18) w/ Ginlong Technologies Co S6-EH1P4.6K-L-AU | 68.4 |  |  | PowerPlus Energy Pty Ltd | LiFe4838P | 18 | Ginlong Technologies Co | S6-EH1P4.6K-L-AU | PowerPlus Energy | 2026-09-18
2024-01-08 | HBS9535 | PowerPlus Energy Pty Ltd LiFe4838P (x19) w/ Ginlong Technologies Co S6-EH1P4.6K-L-AU | 72.2 |  |  | PowerPlus Energy Pty Ltd | LiFe4838P | 19 | Ginlong Technologies Co | S6-EH1P4.6K-L-AU | PowerPlus Energy | 2026-09-18
2024-01-08 | HBS9536 | PowerPlus Energy Pty Ltd LiFe4838P (x20) w/ Ginlong Technologies Co S6-EH1P4.6K-L-AU | 76 |  |  | PowerPlus Energy Pty Ltd | LiFe4838P | 20 | Ginlong Technologies Co | S6-EH1P4.6K-L-AU | PowerPlus Energy | 2026-09-18
2024-01-08 | HBS9537 | PowerPlus Energy Pty Ltd LiFe4838P (x2) w/ Ginlong Technologies Co S6-EH1P3.6K-L-AU | 7.6 |  |  | PowerPlus Energy Pty Ltd | LiFe4838P | 2 | Ginlong Technologies Co | S6-EH1P3.6K-L-AU | PowerPlus Energy | 2026-09-18
2024-01-08 | HBS9538 | PowerPlus Energy Pty Ltd LiFe4838P (x3) w/ Ginlong Technologies Co S6-EH1P3.6K-L-AU | 11.4 |  |  | PowerPlus Energy Pty Ltd | LiFe4838P | 3 | Ginlong Technologies Co | S6-EH1P3.6K-L-AU | PowerPlus Energy | 2026-09-18
2024-01-08 | HBS9539 | PowerPlus Energy Pty Ltd LiFe4838P (x4) w/ Ginlong Technologies Co S6-EH1P3.6K-L-AU | 15.2 |  |  | PowerPlus Energy Pty Ltd | LiFe4838P | 4 | Ginlong Technologies Co | S6-EH1P3.6K-L-AU | PowerPlus Energy | 2026-09-18
2024-01-08 | HBS9540 | PowerPlus Energy Pty Ltd LiFe4838P (x5) w/ Ginlong Technologies Co S6-EH1P3.6K-L-AU | 19 |  |  | PowerPlus Energy Pty Ltd | LiFe4838P | 5 | Ginlong Technologies Co | S6-EH1P3.6K-L-AU | PowerPlus Energy | 2026-09-18
2024-01-08 | HBS9541 | PowerPlus Energy Pty Ltd LiFe4838P (x6) w/ Ginlong Technologies Co S6-EH1P3.6K-L-AU | 22.8 |  |  | PowerPlus Energy Pty Ltd | LiFe4838P | 6 | Ginlong Technologies Co | S6-EH1P3.6K-L-AU | PowerPlus Energy | 2026-09-18
2024-01-08 | HBS9542 | PowerPlus Energy Pty Ltd LiFe4838P (x7) w/ Ginlong Technologies Co S6-EH1P3.6K-L-AU | 26.6 |  |  | PowerPlus Energy Pty Ltd | LiFe4838P | 7 | Ginlong Technologies Co | S6-EH1P3.6K-L-AU | PowerPlus Energy | 2026-09-18
2024-01-08 | HBS9543 | PowerPlus Energy Pty Ltd LiFe4838P (x8) w/ Ginlong Technologies Co S6-EH1P3.6K-L-AU | 30.4 |  |  | PowerPlus Energy Pty Ltd | LiFe4838P | 8 | Ginlong Technologies Co | S6-EH1P3.6K-L-AU | PowerPlus Energy | 2026-09-18
2024-01-08 | HBS9544 | PowerPlus Energy Pty Ltd LiFe4838P (x9) w/ Ginlong Technologies Co S6-EH1P3.6K-L-AU | 34.2 |  |  | PowerPlus Energy Pty Ltd | LiFe4838P | 9 | Ginlong Technologies Co | S6-EH1P3.6K-L-AU | PowerPlus Energy | 2026-09-18
2024-01-08 | HBS9545 | PowerPlus Energy Pty Ltd LiFe4838P (x10) w/ Ginlong Technologies Co S6-EH1P3.6K-L-AU | 38 |  |  | PowerPlus Energy Pty Ltd | LiFe4838P | 10 | Ginlong Technologies Co | S6-EH1P3.6K-L-AU | PowerPlus Energy | 2026-09-18
2024-01-08 | HBS9546 | PowerPlus Energy Pty Ltd LiFe4838P (x11) w/ Ginlong Technologies Co S6-EH1P3.6K-L-AU | 41.8 |  |  | PowerPlus Energy Pty Ltd | LiFe4838P | 11 | Ginlong Technologies Co | S6-EH1P3.6K-L-AU | PowerPlus Energy | 2026-09-18
2024-01-08 | HBS9547 | PowerPlus Energy Pty Ltd LiFe4838P (x12) w/ Ginlong Technologies Co S6-EH1P3.6K-L-AU | 45.6 |  |  | PowerPlus Energy Pty Ltd | LiFe4838P | 12 | Ginlong Technologies Co | S6-EH1P3.6K-L-AU | PowerPlus Energy | 2026-09-18
2024-01-08 | HBS9548 | PowerPlus Energy Pty Ltd LiFe4838P (x13) w/ Ginlong Technologies Co S6-EH1P3.6K-L-AU | 49.4 |  |  | PowerPlus Energy Pty Ltd | LiFe4838P | 13 | Ginlong Technologies Co | S6-EH1P3.6K-L-AU | PowerPlus Energy | 2026-09-18
2024-01-08 | HBS9549 | PowerPlus Energy Pty Ltd LiFe4838P (x14) w/ Ginlong Technologies Co S6-EH1P3.6K-L-AU | 53.2 |  |  | PowerPlus Energy Pty Ltd | LiFe4838P | 14 | Ginlong Technologies Co | S6-EH1P3.6K-L-AU | PowerPlus Energy | 2026-09-18
2024-01-08 | HBS9550 | PowerPlus Energy Pty Ltd LiFe4838P (x15) w/ Ginlong Technologies Co S6-EH1P3.6K-L-AU | 57 |  |  | PowerPlus Energy Pty Ltd | LiFe4838P | 15 | Ginlong Technologies Co | S6-EH1P3.6K-L-AU | PowerPlus Energy | 2026-09-18
2024-01-08 | HBS9551 | PowerPlus Energy Pty Ltd LiFe4838P (x16) w/ Ginlong Technologies Co S6-EH1P3.6K-L-AU | 60.8 |  |  | PowerPlus Energy Pty Ltd | LiFe4838P | 16 | Ginlong Technologies Co | S6-EH1P3.6K-L-AU | PowerPlus Energy | 2026-09-18
2024-01-08 | HBS9552 | PowerPlus Energy Pty Ltd LiFe4838P (x17) w/ Ginlong Technologies Co S6-EH1P3.6K-L-AU | 64.6 |  |  | PowerPlus Energy Pty Ltd | LiFe4838P | 17 | Ginlong Technologies Co | S6-EH1P3.6K-L-AU | PowerPlus Energy | 2026-09-18
2024-01-08 | HBS9553 | PowerPlus Energy Pty Ltd LiFe4838P (x18) w/ Ginlong Technologies Co S6-EH1P3.6K-L-AU | 68.4 |  |  | PowerPlus Energy Pty Ltd | LiFe4838P | 18 | Ginlong Technologies Co | S6-EH1P3.6K-L-AU | PowerPlus Energy | 2026-09-18
2024-01-08 | HBS9554 | PowerPlus Energy Pty Ltd LiFe4838P (x19) w/ Ginlong Technologies Co S6-EH1P3.6K-L-AU | 72.2 |  |  | PowerPlus Energy Pty Ltd | LiFe4838P | 19 | Ginlong Technologies Co | S6-EH1P3.6K-L-AU | PowerPlus Energy | 2026-09-18
2024-01-08 | HBS9555 | PowerPlus Energy Pty Ltd LiFe4838P (x20) w/ Ginlong Technologies Co S6-EH1P3.6K-L-AU | 76 |  |  | PowerPlus Energy Pty Ltd | LiFe4838P | 20 | Ginlong Technologies Co | S6-EH1P3.6K-L-AU | PowerPlus Energy | 2026-09-18
2024-01-08 | HBS9556 | PowerPlus Energy Pty Ltd LiFe4838P (x2) w/ Ginlong Technologies Co S6-EH1P3K-L-AU | 7.6 |  |  | PowerPlus Energy Pty Ltd | LiFe4838P | 2 | Ginlong Technologies Co | S6-EH1P3K-L-AU | PowerPlus Energy | 2026-09-18
2024-01-08 | HBS9557 | PowerPlus Energy Pty Ltd LiFe4838P (x3) w/ Ginlong Technologies Co S6-EH1P3K-L-AU | 11.4 |  |  | PowerPlus Energy Pty Ltd | LiFe4838P | 3 | Ginlong Technologies Co | S6-EH1P3K-L-AU | PowerPlus Energy | 2026-09-18
2024-01-08 | HBS9558 | PowerPlus Energy Pty Ltd LiFe4838P (x4) w/ Ginlong Technologies Co S6-EH1P3K-L-AU | 15.2 |  |  | PowerPlus Energy Pty Ltd | LiFe4838P | 4 | Ginlong Technologies Co | S6-EH1P3K-L-AU | PowerPlus Energy | 2026-09-18
2024-01-08 | HBS9559 | PowerPlus Energy Pty Ltd LiFe4838P (x5) w/ Ginlong Technologies Co S6-EH1P3K-L-AU | 19 |  |  | PowerPlus Energy Pty Ltd | LiFe4838P | 5 | Ginlong Technologies Co | S6-EH1P3K-L-AU | PowerPlus Energy | 2026-09-18
2024-01-08 | HBS9560 | PowerPlus Energy Pty Ltd LiFe4838P (x6) w/ Ginlong Technologies Co S6-EH1P3K-L-AU | 22.8 |  |  | PowerPlus Energy Pty Ltd | LiFe4838P | 6 | Ginlong Technologies Co | S6-EH1P3K-L-AU | PowerPlus Energy | 2026-09-18
2024-01-08 | HBS9561 | PowerPlus Energy Pty Ltd LiFe4838P (x7) w/ Ginlong Technologies Co S6-EH1P3K-L-AU | 26.6 |  |  | PowerPlus Energy Pty Ltd | LiFe4838P | 7 | Ginlong Technologies Co | S6-EH1P3K-L-AU | PowerPlus Energy | 2026-09-18
2024-01-08 | HBS9562 | PowerPlus Energy Pty Ltd LiFe4838P (x8) w/ Ginlong Technologies Co S6-EH1P3K-L-AU | 30.4 |  |  | PowerPlus Energy Pty Ltd | LiFe4838P | 8 | Ginlong Technologies Co | S6-EH1P3K-L-AU | PowerPlus Energy | 2026-09-18
2024-01-08 | HBS9563 | PowerPlus Energy Pty Ltd LiFe4838P (x9) w/ Ginlong Technologies Co S6-EH1P3K-L-AU | 34.2 |  |  | PowerPlus Energy Pty Ltd | LiFe4838P | 9 | Ginlong Technologies Co | S6-EH1P3K-L-AU | PowerPlus Energy | 2026-09-18
2024-01-08 | HBS9564 | PowerPlus Energy Pty Ltd LiFe4838P (x10) w/ Ginlong Technologies Co S6-EH1P3K-L-AU | 38 |  |  | PowerPlus Energy Pty Ltd | LiFe4838P | 10 | Ginlong Technologies Co | S6-EH1P3K-L-AU | PowerPlus Energy | 2026-09-18
2024-01-08 | HBS9565 | PowerPlus Energy Pty Ltd LiFe4838P (x11) w/ Ginlong Technologies Co S6-EH1P3K-L-AU | 41.8 |  |  | PowerPlus Energy Pty Ltd | LiFe4838P | 11 | Ginlong Technologies Co | S6-EH1P3K-L-AU | PowerPlus Energy | 2026-09-18
2024-01-08 | HBS9566 | PowerPlus Energy Pty Ltd LiFe4838P (x12) w/ Ginlong Technologies Co S6-EH1P3K-L-AU | 45.6 |  |  | PowerPlus Energy Pty Ltd | LiFe4838P | 12 | Ginlong Technologies Co | S6-EH1P3K-L-AU | PowerPlus Energy | 2026-09-18
2024-01-08 | HBS9567 | PowerPlus Energy Pty Ltd LiFe4838P (x13) w/ Ginlong Technologies Co S6-EH1P3K-L-AU | 49.4 |  |  | PowerPlus Energy Pty Ltd | LiFe4838P | 13 | Ginlong Technologies Co | S6-EH1P3K-L-AU | PowerPlus Energy | 2026-09-18
2024-01-08 | HBS9568 | PowerPlus Energy Pty Ltd LiFe4838P (x14) w/ Ginlong Technologies Co S6-EH1P3K-L-AU | 53.2 |  |  | PowerPlus Energy Pty Ltd | LiFe4838P | 14 | Ginlong Technologies Co | S6-EH1P3K-L-AU | PowerPlus Energy | 2026-09-18
2024-01-08 | HBS9569 | PowerPlus Energy Pty Ltd LiFe4838P (x15) w/ Ginlong Technologies Co S6-EH1P3K-L-AU | 57 |  |  | PowerPlus Energy Pty Ltd | LiFe4838P | 15 | Ginlong Technologies Co | S6-EH1P3K-L-AU | PowerPlus Energy | 2026-09-18
2024-01-08 | HBS9570 | PowerPlus Energy Pty Ltd LiFe4838P (x16) w/ Ginlong Technologies Co S6-EH1P3K-L-AU | 60.8 |  |  | PowerPlus Energy Pty Ltd | LiFe4838P | 16 | Ginlong Technologies Co | S6-EH1P3K-L-AU | PowerPlus Energy | 2026-09-18
2024-01-08 | HBS9571 | PowerPlus Energy Pty Ltd LiFe4838P (x17) w/ Ginlong Technologies Co S6-EH1P3K-L-AU | 64.6 |  |  | PowerPlus Energy Pty Ltd | LiFe4838P | 17 | Ginlong Technologies Co | S6-EH1P3K-L-AU | PowerPlus Energy | 2026-09-18
2024-01-08 | HBS9572 | PowerPlus Energy Pty Ltd LiFe4838P (x18) w/ Ginlong Technologies Co S6-EH1P3K-L-AU | 68.4 |  |  | PowerPlus Energy Pty Ltd | LiFe4838P | 18 | Ginlong Technologies Co | S6-EH1P3K-L-AU | PowerPlus Energy | 2026-09-18
2024-01-08 | HBS9573 | PowerPlus Energy Pty Ltd LiFe4838P (x19) w/ Ginlong Technologies Co S6-EH1P3K-L-AU | 72.2 |  |  | PowerPlus Energy Pty Ltd | LiFe4838P | 19 | Ginlong Technologies Co | S6-EH1P3K-L-AU | PowerPlus Energy | 2026-09-18
2024-01-08 | HBS9574 | PowerPlus Energy Pty Ltd LiFe4838P (x20) w/ Ginlong Technologies Co S6-EH1P3K-L-AU | 76 |  |  | PowerPlus Energy Pty Ltd | LiFe4838P | 20 | Ginlong Technologies Co | S6-EH1P3K-L-AU | PowerPlus Energy | 2026-09-18
2024-01-08 | HBS9575 | PowerPlus Energy Pty Ltd LiFe4838P (x2) w/ Ginlong Technologies Co S5-EH1P5K-L | 7.6 |  |  | PowerPlus Energy Pty Ltd | LiFe4838P | 2 | Ginlong Technologies Co | S5-EH1P5K-L | PowerPlus Energy | 2025-06-23
2024-01-08 | HBS9576 | PowerPlus Energy Pty Ltd LiFe4838P (x3) w/ Ginlong Technologies Co S5-EH1P5K-L | 11.4 |  |  | PowerPlus Energy Pty Ltd | LiFe4838P | 3 | Ginlong Technologies Co | S5-EH1P5K-L | PowerPlus Energy | 2025-06-23
2024-01-08 | HBS9577 | PowerPlus Energy Pty Ltd LiFe4838P (x4) w/ Ginlong Technologies Co S5-EH1P5K-L | 15.2 |  |  | PowerPlus Energy Pty Ltd | LiFe4838P | 4 | Ginlong Technologies Co | S5-EH1P5K-L | PowerPlus Energy | 2025-06-23
2024-01-08 | HBS9578 | PowerPlus Energy Pty Ltd LiFe4838P (x5) w/ Ginlong Technologies Co S5-EH1P5K-L | 19 |  |  | PowerPlus Energy Pty Ltd | LiFe4838P | 5 | Ginlong Technologies Co | S5-EH1P5K-L | PowerPlus Energy | 2025-06-23
2024-01-08 | HBS9579 | PowerPlus Energy Pty Ltd LiFe4838P (x6) w/ Ginlong Technologies Co S5-EH1P5K-L | 22.8 |  |  | PowerPlus Energy Pty Ltd | LiFe4838P | 6 | Ginlong Technologies Co | S5-EH1P5K-L | PowerPlus Energy | 2025-06-23
2024-01-08 | HBS9580 | PowerPlus Energy Pty Ltd LiFe4838P (x7) w/ Ginlong Technologies Co S5-EH1P5K-L | 26.6 |  |  | PowerPlus Energy Pty Ltd | LiFe4838P | 7 | Ginlong Technologies Co | S5-EH1P5K-L | PowerPlus Energy | 2025-06-23
2024-01-08 | HBS9581 | PowerPlus Energy Pty Ltd LiFe4838P (x8) w/ Ginlong Technologies Co S5-EH1P5K-L | 30.4 |  |  | PowerPlus Energy Pty Ltd | LiFe4838P | 8 | Ginlong Technologies Co | S5-EH1P5K-L | PowerPlus Energy | 2025-06-23
2024-01-08 | HBS9582 | PowerPlus Energy Pty Ltd LiFe4838P (x9) w/ Ginlong Technologies Co S5-EH1P5K-L | 34.2 |  |  | PowerPlus Energy Pty Ltd | LiFe4838P | 9 | Ginlong Technologies Co | S5-EH1P5K-L | PowerPlus Energy | 2025-06-23
2024-01-08 | HBS9583 | PowerPlus Energy Pty Ltd LiFe4838P (x10) w/ Ginlong Technologies Co S5-EH1P5K-L | 38 |  |  | PowerPlus Energy Pty Ltd | LiFe4838P | 10 | Ginlong Technologies Co | S5-EH1P5K-L | PowerPlus Energy | 2025-06-23
2024-01-08 | HBS9584 | PowerPlus Energy Pty Ltd LiFe4838P (x11) w/ Ginlong Technologies Co S5-EH1P5K-L | 41.8 |  |  | PowerPlus Energy Pty Ltd | LiFe4838P | 11 | Ginlong Technologies Co | S5-EH1P5K-L | PowerPlus Energy | 2025-06-23
2024-01-08 | HBS9585 | PowerPlus Energy Pty Ltd LiFe4838P (x12) w/ Ginlong Technologies Co S5-EH1P5K-L | 45.6 |  |  | PowerPlus Energy Pty Ltd | LiFe4838P | 12 | Ginlong Technologies Co | S5-EH1P5K-L | PowerPlus Energy | 2025-06-23
2024-01-08 | HBS9586 | PowerPlus Energy Pty Ltd LiFe4838P (x13) w/ Ginlong Technologies Co S5-EH1P5K-L | 49.4 |  |  | PowerPlus Energy Pty Ltd | LiFe4838P | 13 | Ginlong Technologies Co | S5-EH1P5K-L | PowerPlus Energy | 2025-06-23
2024-01-08 | HBS9587 | PowerPlus Energy Pty Ltd LiFe4838P (x14) w/ Ginlong Technologies Co S5-EH1P5K-L | 53.2 |  |  | PowerPlus Energy Pty Ltd | LiFe4838P | 14 | Ginlong Technologies Co | S5-EH1P5K-L | PowerPlus Energy | 2025-06-23
2024-01-08 | HBS9588 | PowerPlus Energy Pty Ltd LiFe4838P (x15) w/ Ginlong Technologies Co S5-EH1P5K-L | 57 |  |  | PowerPlus Energy Pty Ltd | LiFe4838P | 15 | Ginlong Technologies Co | S5-EH1P5K-L | PowerPlus Energy | 2025-06-23
2024-01-08 | HBS9589 | PowerPlus Energy Pty Ltd LiFe4838P (x16) w/ Ginlong Technologies Co S5-EH1P5K-L | 60.8 |  |  | PowerPlus Energy Pty Ltd | LiFe4838P | 16 | Ginlong Technologies Co | S5-EH1P5K-L | PowerPlus Energy | 2025-06-23
2024-01-08 | HBS9590 | PowerPlus Energy Pty Ltd LiFe4838P (x17) w/ Ginlong Technologies Co S5-EH1P5K-L | 64.6 |  |  | PowerPlus Energy Pty Ltd | LiFe4838P | 17 | Ginlong Technologies Co | S5-EH1P5K-L | PowerPlus Energy | 2025-06-23
2024-01-08 | HBS9591 | PowerPlus Energy Pty Ltd LiFe4838P (x18) w/ Ginlong Technologies Co S5-EH1P5K-L | 68.4 |  |  | PowerPlus Energy Pty Ltd | LiFe4838P | 18 | Ginlong Technologies Co | S5-EH1P5K-L | PowerPlus Energy | 2025-06-23
2024-01-08 | HBS9592 | PowerPlus Energy Pty Ltd LiFe4838P (x19) w/ Ginlong Technologies Co S5-EH1P5K-L | 72.2 |  |  | PowerPlus Energy Pty Ltd | LiFe4838P | 19 | Ginlong Technologies Co | S5-EH1P5K-L | PowerPlus Energy | 2025-06-23
2024-01-08 | HBS9593 | PowerPlus Energy Pty Ltd LiFe4838P (x20) w/ Ginlong Technologies Co S5-EH1P5K-L | 76 |  |  | PowerPlus Energy Pty Ltd | LiFe4838P | 20 | Ginlong Technologies Co | S5-EH1P5K-L | PowerPlus Energy | 2025-06-23
2024-01-08 | HBS9594 | PowerPlus Energy Pty Ltd LiFe4838P (x2) w/ Selectronic Australia SPMC480-AU | 7.6 |  |  | PowerPlus Energy Pty Ltd | LiFe4838P | 2 | Selectronic Australia | SPMC480-AU | PowerPlus Energy | 2025-04-08
2024-01-08 | HBS9595 | PowerPlus Energy Pty Ltd LiFe4838P (x3) w/ Selectronic Australia SPMC480-AU | 11.4 |  |  | PowerPlus Energy Pty Ltd | LiFe4838P | 3 | Selectronic Australia | SPMC480-AU | PowerPlus Energy | 2025-04-08
2024-01-08 | HBS9596 | PowerPlus Energy Pty Ltd LiFe4838P (x4) w/ Selectronic Australia SPMC480-AU | 15.2 |  |  | PowerPlus Energy Pty Ltd | LiFe4838P | 4 | Selectronic Australia | SPMC480-AU | PowerPlus Energy | 2025-04-08
2024-01-08 | HBS9597 | PowerPlus Energy Pty Ltd LiFe4838P (x5) w/ Selectronic Australia SPMC480-AU | 19 |  |  | PowerPlus Energy Pty Ltd | LiFe4838P | 5 | Selectronic Australia | SPMC480-AU | PowerPlus Energy | 2025-04-08
2024-01-08 | HBS9598 | PowerPlus Energy Pty Ltd LiFe4838P (x6) w/ Selectronic Australia SPMC480-AU | 22.8 |  |  | PowerPlus Energy Pty Ltd | LiFe4838P | 6 | Selectronic Australia | SPMC480-AU | PowerPlus Energy | 2025-04-08
2024-01-08 | HBS9599 | PowerPlus Energy Pty Ltd LiFe4838P (x7) w/ Selectronic Australia SPMC480-AU | 26.6 |  |  | PowerPlus Energy Pty Ltd | LiFe4838P | 7 | Selectronic Australia | SPMC480-AU | PowerPlus Energy | 2025-04-08
2024-01-08 | HBS9600 | PowerPlus Energy Pty Ltd LiFe4838P (x8) w/ Selectronic Australia SPMC480-AU | 30.4 |  |  | PowerPlus Energy Pty Ltd | LiFe4838P | 8 | Selectronic Australia | SPMC480-AU | PowerPlus Energy | 2025-04-08
2024-01-08 | HBS9601 | PowerPlus Energy Pty Ltd LiFe4838P (x9) w/ Selectronic Australia SPMC480-AU | 34.2 |  |  | PowerPlus Energy Pty Ltd | LiFe4838P | 9 | Selectronic Australia | SPMC480-AU | PowerPlus Energy | 2025-04-08
2024-01-08 | HBS9602 | PowerPlus Energy Pty Ltd LiFe4838P (x10) w/ Selectronic Australia SPMC480-AU | 38 |  |  | PowerPlus Energy Pty Ltd | LiFe4838P | 10 | Selectronic Australia | SPMC480-AU | PowerPlus Energy | 2025-04-08
2024-01-08 | HBS9603 | PowerPlus Energy Pty Ltd LiFe4838P (x11) w/ Selectronic Australia SPMC480-AU | 41.8 |  |  | PowerPlus Energy Pty Ltd | LiFe4838P | 11 | Selectronic Australia | SPMC480-AU | PowerPlus Energy | 2025-04-08
2024-01-08 | HBS9604 | PowerPlus Energy Pty Ltd LiFe4838P (x12) w/ Selectronic Australia SPMC480-AU | 45.6 |  |  | PowerPlus Energy Pty Ltd | LiFe4838P | 12 | Selectronic Australia | SPMC480-AU | PowerPlus Energy | 2025-04-08
2024-01-08 | HBS9605 | PowerPlus Energy Pty Ltd LiFe4838P (x13) w/ Selectronic Australia SPMC480-AU | 49.4 |  |  | PowerPlus Energy Pty Ltd | LiFe4838P | 13 | Selectronic Australia | SPMC480-AU | PowerPlus Energy | 2025-04-08
2024-01-08 | HBS9606 | PowerPlus Energy Pty Ltd LiFe4838P (x14) w/ Selectronic Australia SPMC480-AU | 53.2 |  |  | PowerPlus Energy Pty Ltd | LiFe4838P | 14 | Selectronic Australia | SPMC480-AU | PowerPlus Energy | 2025-04-08
2024-01-08 | HBS9607 | PowerPlus Energy Pty Ltd LiFe4838P (x15) w/ Selectronic Australia SPMC480-AU | 57 |  |  | PowerPlus Energy Pty Ltd | LiFe4838P | 15 | Selectronic Australia | SPMC480-AU | PowerPlus Energy | 2025-04-08
2024-01-08 | HBS9608 | PowerPlus Energy Pty Ltd LiFe4838P (x16) w/ Selectronic Australia SPMC480-AU | 60.8 |  |  | PowerPlus Energy Pty Ltd | LiFe4838P | 16 | Selectronic Australia | SPMC480-AU | PowerPlus Energy | 2025-04-08
2024-01-08 | HBS9609 | PowerPlus Energy Pty Ltd LiFe4838P (x17) w/ Selectronic Australia SPMC480-AU | 64.6 |  |  | PowerPlus Energy Pty Ltd | LiFe4838P | 17 | Selectronic Australia | SPMC480-AU | PowerPlus Energy | 2025-04-08
2024-01-08 | HBS9610 | PowerPlus Energy Pty Ltd LiFe4838P (x18) w/ Selectronic Australia SPMC480-AU | 68.4 |  |  | PowerPlus Energy Pty Ltd | LiFe4838P | 18 | Selectronic Australia | SPMC480-AU | PowerPlus Energy | 2025-04-08
2024-01-08 | HBS9611 | PowerPlus Energy Pty Ltd LiFe4838P (x19) w/ Selectronic Australia SPMC480-AU | 72.2 |  |  | PowerPlus Energy Pty Ltd | LiFe4838P | 19 | Selectronic Australia | SPMC480-AU | PowerPlus Energy | 2025-04-08
2024-01-08 | HBS9612 | PowerPlus Energy Pty Ltd LiFe4838P (x20) w/ Selectronic Australia SPMC480-AU | 76 |  |  | PowerPlus Energy Pty Ltd | LiFe4838P | 20 | Selectronic Australia | SPMC480-AU | PowerPlus Energy | 2025-04-08
2024-01-08 | HBS9613 | PowerPlus Energy Pty Ltd LiFe4838P (x21) w/ Selectronic Australia SPMC480-AU | 79.8 |  |  | PowerPlus Energy Pty Ltd | LiFe4838P | 21 | Selectronic Australia | SPMC480-AU | PowerPlus Energy | 2025-04-08
2024-01-08 | HBS9614 | PowerPlus Energy Pty Ltd LiFe4838P (x22) w/ Selectronic Australia SPMC480-AU | 83.6 |  |  | PowerPlus Energy Pty Ltd | LiFe4838P | 22 | Selectronic Australia | SPMC480-AU | PowerPlus Energy | 2025-04-08
2024-01-08 | HBS9615 | PowerPlus Energy Pty Ltd LiFe4838P (x23) w/ Selectronic Australia SPMC480-AU | 87.4 |  |  | PowerPlus Energy Pty Ltd | LiFe4838P | 23 | Selectronic Australia | SPMC480-AU | PowerPlus Energy | 2025-04-08
2024-01-08 | HBS9616 | PowerPlus Energy Pty Ltd LiFe4838P (x24) w/ Selectronic Australia SPMC480-AU | 91.2 |  |  | PowerPlus Energy Pty Ltd | LiFe4838P | 24 | Selectronic Australia | SPMC480-AU | PowerPlus Energy | 2025-04-08
2024-01-08 | HBS9617 | PowerPlus Energy Pty Ltd LiFe4838P (x25) w/ Selectronic Australia SPMC480-AU | 95 |  |  | PowerPlus Energy Pty Ltd | LiFe4838P | 25 | Selectronic Australia | SPMC480-AU | PowerPlus Energy | 2025-04-08
2024-01-08 | HBS9618 | PowerPlus Energy Pty Ltd LiFe4838P (x26) w/ Selectronic Australia SPMC480-AU | 98.8 |  |  | PowerPlus Energy Pty Ltd | LiFe4838P | 26 | Selectronic Australia | SPMC480-AU | PowerPlus Energy | 2025-04-08
2024-01-08 | HBS9619 | PowerPlus Energy Pty Ltd LiFe4838P (x27) w/ Selectronic Australia SPMC480-AU | 102.6 |  |  | PowerPlus Energy Pty Ltd | LiFe4838P | 27 | Selectronic Australia | SPMC480-AU | PowerPlus Energy | 2025-04-08
2024-01-08 | HBS9620 | PowerPlus Energy Pty Ltd LiFe4838P (x28) w/ Selectronic Australia SPMC480-AU | 106.4 |  |  | PowerPlus Energy Pty Ltd | LiFe4838P | 28 | Selectronic Australia | SPMC480-AU | PowerPlus Energy | 2025-04-08
2024-01-08 | HBS9621 | PowerPlus Energy Pty Ltd LiFe4838P (x29) w/ Selectronic Australia SPMC480-AU | 110.2 |  |  | PowerPlus Energy Pty Ltd | LiFe4838P | 29 | Selectronic Australia | SPMC480-AU | PowerPlus Energy | 2025-04-08
2024-01-08 | HBS9622 | PowerPlus Energy Pty Ltd LiFe4838P (x30) w/ Selectronic Australia SPMC480-AU | 114 |  |  | PowerPlus Energy Pty Ltd | LiFe4838P | 30 | Selectronic Australia | SPMC480-AU | PowerPlus Energy | 2025-04-08
2024-01-08 | HBS9623 | PowerPlus Energy Pty Ltd LiFe4838P (x31) w/ Selectronic Australia SPMC480-AU | 117.8 |  |  | PowerPlus Energy Pty Ltd | LiFe4838P | 31 | Selectronic Australia | SPMC480-AU | PowerPlus Energy | 2025-04-08
2024-01-08 | HBS9624 | PowerPlus Energy Pty Ltd LiFe4838P (x32) w/ Selectronic Australia SPMC480-AU | 121.6 |  |  | PowerPlus Energy Pty Ltd | LiFe4838P | 32 | Selectronic Australia | SPMC480-AU | PowerPlus Energy | 2025-04-08
2024-01-08 | HBS9625 | PowerPlus Energy Pty Ltd LiFe4838P (x33) w/ Selectronic Australia SPMC480-AU | 125.4 |  |  | PowerPlus Energy Pty Ltd | LiFe4838P | 33 | Selectronic Australia | SPMC480-AU | PowerPlus Energy | 2025-04-08
2024-01-08 | HBS9626 | PowerPlus Energy Pty Ltd LiFe4838P (x34) w/ Selectronic Australia SPMC480-AU | 129.2 |  |  | PowerPlus Energy Pty Ltd | LiFe4838P | 34 | Selectronic Australia | SPMC480-AU | PowerPlus Energy | 2025-04-08
2024-01-08 | HBS9627 | PowerPlus Energy Pty Ltd LiFe4838P (x35) w/ Selectronic Australia SPMC480-AU | 133 |  |  | PowerPlus Energy Pty Ltd | LiFe4838P | 35 | Selectronic Australia | SPMC480-AU | PowerPlus Energy | 2025-04-08
2024-01-08 | HBS9628 | PowerPlus Energy Pty Ltd LiFe4838P (x36) w/ Selectronic Australia SPMC480-AU | 136.8 |  |  | PowerPlus Energy Pty Ltd | LiFe4838P | 36 | Selectronic Australia | SPMC480-AU | PowerPlus Energy | 2025-04-08
2024-01-08 | HBS9629 | PowerPlus Energy Pty Ltd LiFe4838P (x37) w/ Selectronic Australia SPMC480-AU | 140.6 |  |  | PowerPlus Energy Pty Ltd | LiFe4838P | 37 | Selectronic Australia | SPMC480-AU | PowerPlus Energy | 2025-04-08
2024-01-08 | HBS9630 | PowerPlus Energy Pty Ltd LiFe4838P (x38) w/ Selectronic Australia SPMC480-AU | 144.4 |  |  | PowerPlus Energy Pty Ltd | LiFe4838P | 38 | Selectronic Australia | SPMC480-AU | PowerPlus Energy | 2025-04-08
2024-01-08 | HBS9631 | PowerPlus Energy Pty Ltd LiFe4838P (x39) w/ Selectronic Australia SPMC480-AU | 148.2 |  |  | PowerPlus Energy Pty Ltd | LiFe4838P | 39 | Selectronic Australia | SPMC480-AU | PowerPlus Energy | 2025-04-08
2024-01-08 | HBS9632 | PowerPlus Energy Pty Ltd LiFe4838P (x40) w/ Selectronic Australia SPMC480-AU | 152 |  |  | PowerPlus Energy Pty Ltd | LiFe4838P | 40 | Selectronic Australia | SPMC480-AU | PowerPlus Energy | 2025-04-08
2024-01-08 | HBS9633 | PowerPlus Energy Pty Ltd LiFe4838P (x41) w/ Selectronic Australia SPMC480-AU | 155.8 |  |  | PowerPlus Energy Pty Ltd | LiFe4838P | 41 | Selectronic Australia | SPMC480-AU | PowerPlus Energy | 2025-04-08
2024-01-08 | HBS9634 | PowerPlus Energy Pty Ltd LiFe4838P (x42) w/ Selectronic Australia SPMC480-AU | 159.6 |  |  | PowerPlus Energy Pty Ltd | LiFe4838P | 42 | Selectronic Australia | SPMC480-AU | PowerPlus Energy | 2025-04-08
2024-01-08 | HBS9635 | PowerPlus Energy Pty Ltd LiFe4838P (x43) w/ Selectronic Australia SPMC480-AU | 163.4 |  |  | PowerPlus Energy Pty Ltd | LiFe4838P | 43 | Selectronic Australia | SPMC480-AU | PowerPlus Energy | 2025-04-08
2024-01-08 | HBS9636 | PowerPlus Energy Pty Ltd LiFe4838P (x44) w/ Selectronic Australia SPMC480-AU | 167.2 |  |  | PowerPlus Energy Pty Ltd | LiFe4838P | 44 | Selectronic Australia | SPMC480-AU | PowerPlus Energy | 2025-04-08
2024-01-08 | HBS9637 | PowerPlus Energy Pty Ltd LiFe4838P (x45) w/ Selectronic Australia SPMC480-AU | 171 |  |  | PowerPlus Energy Pty Ltd | LiFe4838P | 45 | Selectronic Australia | SPMC480-AU | PowerPlus Energy | 2025-04-08
2024-01-08 | HBS9638 | PowerPlus Energy Pty Ltd LiFe4838P (x46) w/ Selectronic Australia SPMC480-AU | 174.8 |  |  | PowerPlus Energy Pty Ltd | LiFe4838P | 46 | Selectronic Australia | SPMC480-AU | PowerPlus Energy | 2025-04-08
2024-01-08 | HBS9639 | PowerPlus Energy Pty Ltd LiFe4838P (x47) w/ Selectronic Australia SPMC480-AU | 178.6 |  |  | PowerPlus Energy Pty Ltd | LiFe4838P | 47 | Selectronic Australia | SPMC480-AU | PowerPlus Energy | 2025-04-08
2024-01-08 | HBS9640 | PowerPlus Energy Pty Ltd LiFe4838P (x48) w/ Selectronic Australia SPMC480-AU | 182.4 |  |  | PowerPlus Energy Pty Ltd | LiFe4838P | 48 | Selectronic Australia | SPMC480-AU | PowerPlus Energy | 2025-04-08
2024-01-08 | HBS9641 | PowerPlus Energy Pty Ltd LiFe4838P (x49) w/ Selectronic Australia SPMC480-AU | 186.2 |  |  | PowerPlus Energy Pty Ltd | LiFe4838P | 49 | Selectronic Australia | SPMC480-AU | PowerPlus Energy | 2025-04-08
2024-01-08 | HBS9642 | PowerPlus Energy Pty Ltd LiFe4838P (x50) w/ Selectronic Australia SPMC480-AU | 190 |  |  | PowerPlus Energy Pty Ltd | LiFe4838P | 50 | Selectronic Australia | SPMC480-AU | PowerPlus Energy | 2025-04-08
2024-01-08 | HBS9643 | PowerPlus Energy Pty Ltd LiFe4838P (x51) w/ Selectronic Australia SPMC480-AU | 193.8 |  |  | PowerPlus Energy Pty Ltd | LiFe4838P | 51 | Selectronic Australia | SPMC480-AU | PowerPlus Energy | 2025-04-08
2024-01-08 | HBS9644 | PowerPlus Energy Pty Ltd LiFe4838P (x52) w/ Selectronic Australia SPMC480-AU | 197.6 |  |  | PowerPlus Energy Pty Ltd | LiFe4838P | 52 | Selectronic Australia | SPMC480-AU | PowerPlus Energy | 2025-04-08
2024-01-08 | HBS9645 | PowerPlus Energy Pty Ltd LiFe4838P (x53) w/ Selectronic Australia SPMC480-AU | 201.4 |  |  | PowerPlus Energy Pty Ltd | LiFe4838P | 53 | Selectronic Australia | SPMC480-AU | PowerPlus Energy | 2025-04-08
2024-01-08 | HBS9646 | PowerPlus Energy Pty Ltd LiFe4838P (x54) w/ Selectronic Australia SPMC480-AU | 205.2 |  |  | PowerPlus Energy Pty Ltd | LiFe4838P | 54 | Selectronic Australia | SPMC480-AU | PowerPlus Energy | 2025-04-08
2024-01-08 | HBS9647 | PowerPlus Energy Pty Ltd LiFe4838P (x55) w/ Selectronic Australia SPMC480-AU | 209 |  |  | PowerPlus Energy Pty Ltd | LiFe4838P | 55 | Selectronic Australia | SPMC480-AU | PowerPlus Energy | 2025-04-08
2024-01-08 | HBS9648 | PowerPlus Energy Pty Ltd LiFe4838P (x56) w/ Selectronic Australia SPMC480-AU | 212.8 |  |  | PowerPlus Energy Pty Ltd | LiFe4838P | 56 | Selectronic Australia | SPMC480-AU | PowerPlus Energy | 2025-04-08
2024-01-08 | HBS9649 | PowerPlus Energy Pty Ltd LiFe4838P (x57) w/ Selectronic Australia SPMC480-AU | 216.6 |  |  | PowerPlus Energy Pty Ltd | LiFe4838P | 57 | Selectronic Australia | SPMC480-AU | PowerPlus Energy | 2025-04-08
2024-01-08 | HBS9650 | PowerPlus Energy Pty Ltd LiFe4838P (x58) w/ Selectronic Australia SPMC480-AU | 220.4 |  |  | PowerPlus Energy Pty Ltd | LiFe4838P | 58 | Selectronic Australia | SPMC480-AU | PowerPlus Energy | 2025-04-08
2024-01-08 | HBS9651 | PowerPlus Energy Pty Ltd LiFe4838P (x59) w/ Selectronic Australia SPMC480-AU | 224.2 |  |  | PowerPlus Energy Pty Ltd | LiFe4838P | 59 | Selectronic Australia | SPMC480-AU | PowerPlus Energy | 2025-04-08
2024-01-08 | HBS9652 | PowerPlus Energy Pty Ltd LiFe4838P (x60) w/ Selectronic Australia SPMC480-AU | 228 |  |  | PowerPlus Energy Pty Ltd | LiFe4838P | 60 | Selectronic Australia | SPMC480-AU | PowerPlus Energy | 2025-04-08
2024-01-08 | HBS9653 | PowerPlus Energy Pty Ltd LiFe4838P (x2) w/ Selectronic Australia SPMC481-AU | 7.6 |  |  | PowerPlus Energy Pty Ltd | LiFe4838P | 2 | Selectronic Australia | SPMC481-AU | PowerPlus Energy | 2025-04-08
2024-01-08 | HBS9654 | PowerPlus Energy Pty Ltd LiFe4838P (x3) w/ Selectronic Australia SPMC481-AU | 11.4 |  |  | PowerPlus Energy Pty Ltd | LiFe4838P | 3 | Selectronic Australia | SPMC481-AU | PowerPlus Energy | 2025-04-08
2024-01-08 | HBS9655 | PowerPlus Energy Pty Ltd LiFe4838P (x4) w/ Selectronic Australia SPMC481-AU | 15.2 |  |  | PowerPlus Energy Pty Ltd | LiFe4838P | 4 | Selectronic Australia | SPMC481-AU | PowerPlus Energy | 2025-04-08
2024-01-08 | HBS9656 | PowerPlus Energy Pty Ltd LiFe4838P (x5) w/ Selectronic Australia SPMC481-AU | 19 |  |  | PowerPlus Energy Pty Ltd | LiFe4838P | 5 | Selectronic Australia | SPMC481-AU | PowerPlus Energy | 2025-04-08
2024-01-08 | HBS9657 | PowerPlus Energy Pty Ltd LiFe4838P (x6) w/ Selectronic Australia SPMC481-AU | 22.8 |  |  | PowerPlus Energy Pty Ltd | LiFe4838P | 6 | Selectronic Australia | SPMC481-AU | PowerPlus Energy | 2025-04-08
2024-01-08 | HBS9658 | PowerPlus Energy Pty Ltd LiFe4838P (x7) w/ Selectronic Australia SPMC481-AU | 26.6 |  |  | PowerPlus Energy Pty Ltd | LiFe4838P | 7 | Selectronic Australia | SPMC481-AU | PowerPlus Energy | 2025-04-08
2024-01-08 | HBS9659 | PowerPlus Energy Pty Ltd LiFe4838P (x8) w/ Selectronic Australia SPMC481-AU | 30.4 |  |  | PowerPlus Energy Pty Ltd | LiFe4838P | 8 | Selectronic Australia | SPMC481-AU | PowerPlus Energy | 2025-04-08
2024-01-08 | HBS9660 | PowerPlus Energy Pty Ltd LiFe4838P (x9) w/ Selectronic Australia SPMC481-AU | 34.2 |  |  | PowerPlus Energy Pty Ltd | LiFe4838P | 9 | Selectronic Australia | SPMC481-AU | PowerPlus Energy | 2025-04-08
2024-01-08 | HBS9661 | PowerPlus Energy Pty Ltd LiFe4838P (x10) w/ Selectronic Australia SPMC481-AU | 38 |  |  | PowerPlus Energy Pty Ltd | LiFe4838P | 10 | Selectronic Australia | SPMC481-AU | PowerPlus Energy | 2025-04-08
2024-01-08 | HBS9662 | PowerPlus Energy Pty Ltd LiFe4838P (x11) w/ Selectronic Australia SPMC481-AU | 41.8 |  |  | PowerPlus Energy Pty Ltd | LiFe4838P | 11 | Selectronic Australia | SPMC481-AU | PowerPlus Energy | 2025-04-08
2024-01-08 | HBS9663 | PowerPlus Energy Pty Ltd LiFe4838P (x12) w/ Selectronic Australia SPMC481-AU | 45.6 |  |  | PowerPlus Energy Pty Ltd | LiFe4838P | 12 | Selectronic Australia | SPMC481-AU | PowerPlus Energy | 2025-04-08
2024-01-08 | HBS9664 | PowerPlus Energy Pty Ltd LiFe4838P (x13) w/ Selectronic Australia SPMC481-AU | 49.4 |  |  | PowerPlus Energy Pty Ltd | LiFe4838P | 13 | Selectronic Australia | SPMC481-AU | PowerPlus Energy | 2025-04-08
2024-01-08 | HBS9665 | PowerPlus Energy Pty Ltd LiFe4838P (x14) w/ Selectronic Australia SPMC481-AU | 53.2 |  |  | PowerPlus Energy Pty Ltd | LiFe4838P | 14 | Selectronic Australia | SPMC481-AU | PowerPlus Energy | 2025-04-08
2024-01-08 | HBS9666 | PowerPlus Energy Pty Ltd LiFe4838P (x15) w/ Selectronic Australia SPMC481-AU | 57 |  |  | PowerPlus Energy Pty Ltd | LiFe4838P | 15 | Selectronic Australia | SPMC481-AU | PowerPlus Energy | 2025-04-08
2024-01-08 | HBS9667 | PowerPlus Energy Pty Ltd LiFe4838P (x16) w/ Selectronic Australia SPMC481-AU | 60.8 |  |  | PowerPlus Energy Pty Ltd | LiFe4838P | 16 | Selectronic Australia | SPMC481-AU | PowerPlus Energy | 2025-04-08
2024-01-08 | HBS9668 | PowerPlus Energy Pty Ltd LiFe4838P (x17) w/ Selectronic Australia SPMC481-AU | 64.6 |  |  | PowerPlus Energy Pty Ltd | LiFe4838P | 17 | Selectronic Australia | SPMC481-AU | PowerPlus Energy | 2025-04-08
2024-01-08 | HBS9669 | PowerPlus Energy Pty Ltd LiFe4838P (x18) w/ Selectronic Australia SPMC481-AU | 68.4 |  |  | PowerPlus Energy Pty Ltd | LiFe4838P | 18 | Selectronic Australia | SPMC481-AU | PowerPlus Energy | 2025-04-08
2024-01-08 | HBS9670 | PowerPlus Energy Pty Ltd LiFe4838P (x19) w/ Selectronic Australia SPMC481-AU | 72.2 |  |  | PowerPlus Energy Pty Ltd | LiFe4838P | 19 | Selectronic Australia | SPMC481-AU | PowerPlus Energy | 2025-04-08
2024-01-08 | HBS9671 | PowerPlus Energy Pty Ltd LiFe4838P (x20) w/ Selectronic Australia SPMC481-AU | 76 |  |  | PowerPlus Energy Pty Ltd | LiFe4838P | 20 | Selectronic Australia | SPMC481-AU | PowerPlus Energy | 2025-04-08
2024-01-08 | HBS9672 | PowerPlus Energy Pty Ltd LiFe4838P (x21) w/ Selectronic Australia SPMC481-AU | 79.8 |  |  | PowerPlus Energy Pty Ltd | LiFe4838P | 21 | Selectronic Australia | SPMC481-AU | PowerPlus Energy | 2025-04-08
2024-01-08 | HBS9673 | PowerPlus Energy Pty Ltd LiFe4838P (x22) w/ Selectronic Australia SPMC481-AU | 83.6 |  |  | PowerPlus Energy Pty Ltd | LiFe4838P | 22 | Selectronic Australia | SPMC481-AU | PowerPlus Energy | 2025-04-08
2024-01-08 | HBS9674 | PowerPlus Energy Pty Ltd LiFe4838P (x23) w/ Selectronic Australia SPMC481-AU | 87.4 |  |  | PowerPlus Energy Pty Ltd | LiFe4838P | 23 | Selectronic Australia | SPMC481-AU | PowerPlus Energy | 2025-04-08
2024-01-08 | HBS9675 | PowerPlus Energy Pty Ltd LiFe4838P (x24) w/ Selectronic Australia SPMC481-AU | 91.2 |  |  | PowerPlus Energy Pty Ltd | LiFe4838P | 24 | Selectronic Australia | SPMC481-AU | PowerPlus Energy | 2025-04-08
2024-01-08 | HBS9676 | PowerPlus Energy Pty Ltd LiFe4838P (x25) w/ Selectronic Australia SPMC481-AU | 95 |  |  | PowerPlus Energy Pty Ltd | LiFe4838P | 25 | Selectronic Australia | SPMC481-AU | PowerPlus Energy | 2025-04-08
2024-01-08 | HBS9677 | PowerPlus Energy Pty Ltd LiFe4838P (x26) w/ Selectronic Australia SPMC481-AU | 98.8 |  |  | PowerPlus Energy Pty Ltd | LiFe4838P | 26 | Selectronic Australia | SPMC481-AU | PowerPlus Energy | 2025-04-08
2024-01-08 | HBS9678 | PowerPlus Energy Pty Ltd LiFe4838P (x27) w/ Selectronic Australia SPMC481-AU | 102.6 |  |  | PowerPlus Energy Pty Ltd | LiFe4838P | 27 | Selectronic Australia | SPMC481-AU | PowerPlus Energy | 2025-04-08
2024-01-08 | HBS9679 | PowerPlus Energy Pty Ltd LiFe4838P (x28) w/ Selectronic Australia SPMC481-AU | 106.4 |  |  | PowerPlus Energy Pty Ltd | LiFe4838P | 28 | Selectronic Australia | SPMC481-AU | PowerPlus Energy | 2025-04-08
2024-01-08 | HBS9680 | PowerPlus Energy Pty Ltd LiFe4838P (x29) w/ Selectronic Australia SPMC481-AU | 110.2 |  |  | PowerPlus Energy Pty Ltd | LiFe4838P | 29 | Selectronic Australia | SPMC481-AU | PowerPlus Energy | 2025-04-08
2024-01-08 | HBS9681 | PowerPlus Energy Pty Ltd LiFe4838P (x30) w/ Selectronic Australia SPMC481-AU | 114 |  |  | PowerPlus Energy Pty Ltd | LiFe4838P | 30 | Selectronic Australia | SPMC481-AU | PowerPlus Energy | 2025-04-08
2024-01-08 | HBS9682 | PowerPlus Energy Pty Ltd LiFe4838P (x31) w/ Selectronic Australia SPMC481-AU | 117.8 |  |  | PowerPlus Energy Pty Ltd | LiFe4838P | 31 | Selectronic Australia | SPMC481-AU | PowerPlus Energy | 2025-04-08
2024-01-08 | HBS9683 | PowerPlus Energy Pty Ltd LiFe4838P (x32) w/ Selectronic Australia SPMC481-AU | 121.6 |  |  | PowerPlus Energy Pty Ltd | LiFe4838P | 32 | Selectronic Australia | SPMC481-AU | PowerPlus Energy | 2025-04-08
2024-01-08 | HBS9684 | PowerPlus Energy Pty Ltd LiFe4838P (x33) w/ Selectronic Australia SPMC481-AU | 125.4 |  |  | PowerPlus Energy Pty Ltd | LiFe4838P | 33 | Selectronic Australia | SPMC481-AU | PowerPlus Energy | 2025-04-08
2024-01-08 | HBS9685 | PowerPlus Energy Pty Ltd LiFe4838P (x34) w/ Selectronic Australia SPMC481-AU | 129.2 |  |  | PowerPlus Energy Pty Ltd | LiFe4838P | 34 | Selectronic Australia | SPMC481-AU | PowerPlus Energy | 2025-04-08
2024-01-08 | HBS9686 | PowerPlus Energy Pty Ltd LiFe4838P (x35) w/ Selectronic Australia SPMC481-AU | 133 |  |  | PowerPlus Energy Pty Ltd | LiFe4838P | 35 | Selectronic Australia | SPMC481-AU | PowerPlus Energy | 2025-04-08
2024-01-08 | HBS9687 | PowerPlus Energy Pty Ltd LiFe4838P (x36) w/ Selectronic Australia SPMC481-AU | 136.8 |  |  | PowerPlus Energy Pty Ltd | LiFe4838P | 36 | Selectronic Australia | SPMC481-AU | PowerPlus Energy | 2025-04-08
2024-01-08 | HBS9688 | PowerPlus Energy Pty Ltd LiFe4838P (x37) w/ Selectronic Australia SPMC481-AU | 140.6 |  |  | PowerPlus Energy Pty Ltd | LiFe4838P | 37 | Selectronic Australia | SPMC481-AU | PowerPlus Energy | 2025-04-08
2024-01-08 | HBS9689 | PowerPlus Energy Pty Ltd LiFe4838P (x38) w/ Selectronic Australia SPMC481-AU | 144.4 |  |  | PowerPlus Energy Pty Ltd | LiFe4838P | 38 | Selectronic Australia | SPMC481-AU | PowerPlus Energy | 2025-04-08
2024-01-08 | HBS9690 | PowerPlus Energy Pty Ltd LiFe4838P (x39) w/ Selectronic Australia SPMC481-AU | 148.2 |  |  | PowerPlus Energy Pty Ltd | LiFe4838P | 39 | Selectronic Australia | SPMC481-AU | PowerPlus Energy | 2025-04-08
2024-01-08 | HBS9691 | PowerPlus Energy Pty Ltd LiFe4838P (x40) w/ Selectronic Australia SPMC481-AU | 152 |  |  | PowerPlus Energy Pty Ltd | LiFe4838P | 40 | Selectronic Australia | SPMC481-AU | PowerPlus Energy | 2025-04-08
2024-01-08 | HBS9692 | PowerPlus Energy Pty Ltd LiFe4838P (x41) w/ Selectronic Australia SPMC481-AU | 155.8 |  |  | PowerPlus Energy Pty Ltd | LiFe4838P | 41 | Selectronic Australia | SPMC481-AU | PowerPlus Energy | 2025-04-08
2024-01-08 | HBS9693 | PowerPlus Energy Pty Ltd LiFe4838P (x42) w/ Selectronic Australia SPMC481-AU | 159.6 |  |  | PowerPlus Energy Pty Ltd | LiFe4838P | 42 | Selectronic Australia | SPMC481-AU | PowerPlus Energy | 2025-04-08
2024-01-08 | HBS9694 | PowerPlus Energy Pty Ltd LiFe4838P (x43) w/ Selectronic Australia SPMC481-AU | 163.4 |  |  | PowerPlus Energy Pty Ltd | LiFe4838P | 43 | Selectronic Australia | SPMC481-AU | PowerPlus Energy | 2025-04-08
2024-01-08 | HBS9695 | PowerPlus Energy Pty Ltd LiFe4838P (x44) w/ Selectronic Australia SPMC481-AU | 167.2 |  |  | PowerPlus Energy Pty Ltd | LiFe4838P | 44 | Selectronic Australia | SPMC481-AU | PowerPlus Energy | 2025-04-08
2024-01-08 | HBS9696 | PowerPlus Energy Pty Ltd LiFe4838P (x45) w/ Selectronic Australia SPMC481-AU | 171 |  |  | PowerPlus Energy Pty Ltd | LiFe4838P | 45 | Selectronic Australia | SPMC481-AU | PowerPlus Energy | 2025-04-08
2024-01-08 | HBS9697 | PowerPlus Energy Pty Ltd LiFe4838P (x46) w/ Selectronic Australia SPMC481-AU | 174.8 |  |  | PowerPlus Energy Pty Ltd | LiFe4838P | 46 | Selectronic Australia | SPMC481-AU | PowerPlus Energy | 2025-04-08
2024-01-08 | HBS9698 | PowerPlus Energy Pty Ltd LiFe4838P (x47) w/ Selectronic Australia SPMC481-AU | 178.6 |  |  | PowerPlus Energy Pty Ltd | LiFe4838P | 47 | Selectronic Australia | SPMC481-AU | PowerPlus Energy | 2025-04-08
2024-01-08 | HBS9699 | PowerPlus Energy Pty Ltd LiFe4838P (x48) w/ Selectronic Australia SPMC481-AU | 182.4 |  |  | PowerPlus Energy Pty Ltd | LiFe4838P | 48 | Selectronic Australia | SPMC481-AU | PowerPlus Energy | 2025-04-08
2024-01-08 | HBS9700 | PowerPlus Energy Pty Ltd LiFe4838P (x49) w/ Selectronic Australia SPMC481-AU | 186.2 |  |  | PowerPlus Energy Pty Ltd | LiFe4838P | 49 | Selectronic Australia | SPMC481-AU | PowerPlus Energy | 2025-04-08
2024-01-08 | HBS9701 | PowerPlus Energy Pty Ltd LiFe4838P (x50) w/ Selectronic Australia SPMC481-AU | 190 |  |  | PowerPlus Energy Pty Ltd | LiFe4838P | 50 | Selectronic Australia | SPMC481-AU | PowerPlus Energy | 2025-04-08
2024-01-08 | HBS9702 | PowerPlus Energy Pty Ltd LiFe4838P (x51) w/ Selectronic Australia SPMC481-AU | 193.8 |  |  | PowerPlus Energy Pty Ltd | LiFe4838P | 51 | Selectronic Australia | SPMC481-AU | PowerPlus Energy | 2025-04-08
2024-01-08 | HBS9703 | PowerPlus Energy Pty Ltd LiFe4838P (x52) w/ Selectronic Australia SPMC481-AU | 197.6 |  |  | PowerPlus Energy Pty Ltd | LiFe4838P | 52 | Selectronic Australia | SPMC481-AU | PowerPlus Energy | 2025-04-08
2024-01-08 | HBS9704 | PowerPlus Energy Pty Ltd LiFe4838P (x53) w/ Selectronic Australia SPMC481-AU | 201.4 |  |  | PowerPlus Energy Pty Ltd | LiFe4838P | 53 | Selectronic Australia | SPMC481-AU | PowerPlus Energy | 2025-04-08
2024-01-08 | HBS9705 | PowerPlus Energy Pty Ltd LiFe4838P (x54) w/ Selectronic Australia SPMC481-AU | 205.2 |  |  | PowerPlus Energy Pty Ltd | LiFe4838P | 54 | Selectronic Australia | SPMC481-AU | PowerPlus Energy | 2025-04-08
2024-01-08 | HBS9706 | PowerPlus Energy Pty Ltd LiFe4838P (x55) w/ Selectronic Australia SPMC481-AU | 209 |  |  | PowerPlus Energy Pty Ltd | LiFe4838P | 55 | Selectronic Australia | SPMC481-AU | PowerPlus Energy | 2025-04-08
2024-01-08 | HBS9707 | PowerPlus Energy Pty Ltd LiFe4838P (x56) w/ Selectronic Australia SPMC481-AU | 212.8 |  |  | PowerPlus Energy Pty Ltd | LiFe4838P | 56 | Selectronic Australia | SPMC481-AU | PowerPlus Energy | 2025-04-08
2024-01-08 | HBS9708 | PowerPlus Energy Pty Ltd LiFe4838P (x57) w/ Selectronic Australia SPMC481-AU | 216.6 |  |  | PowerPlus Energy Pty Ltd | LiFe4838P | 57 | Selectronic Australia | SPMC481-AU | PowerPlus Energy | 2025-04-08
2024-01-08 | HBS9709 | PowerPlus Energy Pty Ltd LiFe4838P (x58) w/ Selectronic Australia SPMC481-AU | 220.4 |  |  | PowerPlus Energy Pty Ltd | LiFe4838P | 58 | Selectronic Australia | SPMC481-AU | PowerPlus Energy | 2025-04-08
2024-01-08 | HBS9710 | PowerPlus Energy Pty Ltd LiFe4838P (x59) w/ Selectronic Australia SPMC481-AU | 224.2 |  |  | PowerPlus Energy Pty Ltd | LiFe4838P | 59 | Selectronic Australia | SPMC481-AU | PowerPlus Energy | 2025-04-08
2024-01-08 | HBS9711 | PowerPlus Energy Pty Ltd LiFe4838P (x60) w/ Selectronic Australia SPMC481-AU | 228 |  |  | PowerPlus Energy Pty Ltd | LiFe4838P | 60 | Selectronic Australia | SPMC481-AU | PowerPlus Energy | 2025-04-08
2024-01-08 | HBS9712 | PowerPlus Energy Pty Ltd LiFe4838P (x2) w/ Selectronic Australia SPMC482-AU | 7.6 |  |  | PowerPlus Energy Pty Ltd | LiFe4838P | 2 | Selectronic Australia | SPMC482-AU | PowerPlus Energy | 2025-04-08
2024-01-08 | HBS9713 | PowerPlus Energy Pty Ltd LiFe4838P (x3) w/ Selectronic Australia SPMC482-AU | 11.4 |  |  | PowerPlus Energy Pty Ltd | LiFe4838P | 3 | Selectronic Australia | SPMC482-AU | PowerPlus Energy | 2025-04-08
2024-01-08 | HBS9714 | PowerPlus Energy Pty Ltd LiFe4838P (x4) w/ Selectronic Australia SPMC482-AU | 15.2 |  |  | PowerPlus Energy Pty Ltd | LiFe4838P | 4 | Selectronic Australia | SPMC482-AU | PowerPlus Energy | 2025-04-08
2024-01-08 | HBS9715 | PowerPlus Energy Pty Ltd LiFe4838P (x5) w/ Selectronic Australia SPMC482-AU | 19 |  |  | PowerPlus Energy Pty Ltd | LiFe4838P | 5 | Selectronic Australia | SPMC482-AU | PowerPlus Energy | 2025-04-08
2024-01-08 | HBS9716 | PowerPlus Energy Pty Ltd LiFe4838P (x6) w/ Selectronic Australia SPMC482-AU | 22.8 |  |  | PowerPlus Energy Pty Ltd | LiFe4838P | 6 | Selectronic Australia | SPMC482-AU | PowerPlus Energy | 2025-04-08
2024-01-08 | HBS9717 | PowerPlus Energy Pty Ltd LiFe4838P (x7) w/ Selectronic Australia SPMC482-AU | 26.6 |  |  | PowerPlus Energy Pty Ltd | LiFe4838P | 7 | Selectronic Australia | SPMC482-AU | PowerPlus Energy | 2025-04-08
2024-01-08 | HBS9718 | PowerPlus Energy Pty Ltd LiFe4838P (x8) w/ Selectronic Australia SPMC482-AU | 30.4 |  |  | PowerPlus Energy Pty Ltd | LiFe4838P | 8 | Selectronic Australia | SPMC482-AU | PowerPlus Energy | 2025-04-08
2024-01-08 | HBS9719 | PowerPlus Energy Pty Ltd LiFe4838P (x9) w/ Selectronic Australia SPMC482-AU | 34.2 |  |  | PowerPlus Energy Pty Ltd | LiFe4838P | 9 | Selectronic Australia | SPMC482-AU | PowerPlus Energy | 2025-04-08
2024-01-08 | HBS9720 | PowerPlus Energy Pty Ltd LiFe4838P (x10) w/ Selectronic Australia SPMC482-AU | 38 |  |  | PowerPlus Energy Pty Ltd | LiFe4838P | 10 | Selectronic Australia | SPMC482-AU | PowerPlus Energy | 2025-04-08
2024-01-08 | HBS9721 | PowerPlus Energy Pty Ltd LiFe4838P (x11) w/ Selectronic Australia SPMC482-AU | 41.8 |  |  | PowerPlus Energy Pty Ltd | LiFe4838P | 11 | Selectronic Australia | SPMC482-AU | PowerPlus Energy | 2025-04-08
2024-01-08 | HBS9722 | PowerPlus Energy Pty Ltd LiFe4838P (x12) w/ Selectronic Australia SPMC482-AU | 45.6 |  |  | PowerPlus Energy Pty Ltd | LiFe4838P | 12 | Selectronic Australia | SPMC482-AU | PowerPlus Energy | 2025-04-08
2024-01-08 | HBS9723 | PowerPlus Energy Pty Ltd LiFe4838P (x13) w/ Selectronic Australia SPMC482-AU | 49.4 |  |  | PowerPlus Energy Pty Ltd | LiFe4838P | 13 | Selectronic Australia | SPMC482-AU | PowerPlus Energy | 2025-04-08
2024-01-08 | HBS9724 | PowerPlus Energy Pty Ltd LiFe4838P (x14) w/ Selectronic Australia SPMC482-AU | 53.2 |  |  | PowerPlus Energy Pty Ltd | LiFe4838P | 14 | Selectronic Australia | SPMC482-AU | PowerPlus Energy | 2025-04-08
2024-01-08 | HBS9725 | PowerPlus Energy Pty Ltd LiFe4838P (x15) w/ Selectronic Australia SPMC482-AU | 57 |  |  | PowerPlus Energy Pty Ltd | LiFe4838P | 15 | Selectronic Australia | SPMC482-AU | PowerPlus Energy | 2025-04-08
2024-01-08 | HBS9726 | PowerPlus Energy Pty Ltd LiFe4838P (x16) w/ Selectronic Australia SPMC482-AU | 60.8 |  |  | PowerPlus Energy Pty Ltd | LiFe4838P | 16 | Selectronic Australia | SPMC482-AU | PowerPlus Energy | 2025-04-08
2024-01-08 | HBS9727 | PowerPlus Energy Pty Ltd LiFe4838P (x17) w/ Selectronic Australia SPMC482-AU | 64.6 |  |  | PowerPlus Energy Pty Ltd | LiFe4838P | 17 | Selectronic Australia | SPMC482-AU | PowerPlus Energy | 2025-04-08
2024-01-08 | HBS9728 | PowerPlus Energy Pty Ltd LiFe4838P (x18) w/ Selectronic Australia SPMC482-AU | 68.4 |  |  | PowerPlus Energy Pty Ltd | LiFe4838P | 18 | Selectronic Australia | SPMC482-AU | PowerPlus Energy | 2025-04-08
2024-01-08 | HBS9729 | PowerPlus Energy Pty Ltd LiFe4838P (x19) w/ Selectronic Australia SPMC482-AU | 72.2 |  |  | PowerPlus Energy Pty Ltd | LiFe4838P | 19 | Selectronic Australia | SPMC482-AU | PowerPlus Energy | 2025-04-08
2024-01-08 | HBS9730 | PowerPlus Energy Pty Ltd LiFe4838P (x20) w/ Selectronic Australia SPMC482-AU | 76 |  |  | PowerPlus Energy Pty Ltd | LiFe4838P | 20 | Selectronic Australia | SPMC482-AU | PowerPlus Energy | 2025-04-08
2024-01-08 | HBS9731 | PowerPlus Energy Pty Ltd LiFe4838P (x21) w/ Selectronic Australia SPMC482-AU | 79.8 |  |  | PowerPlus Energy Pty Ltd | LiFe4838P | 21 | Selectronic Australia | SPMC482-AU | PowerPlus Energy | 2025-04-08
2024-01-08 | HBS9732 | PowerPlus Energy Pty Ltd LiFe4838P (x22) w/ Selectronic Australia SPMC482-AU | 83.6 |  |  | PowerPlus Energy Pty Ltd | LiFe4838P | 22 | Selectronic Australia | SPMC482-AU | PowerPlus Energy | 2025-04-08
2024-01-08 | HBS9733 | PowerPlus Energy Pty Ltd LiFe4838P (x23) w/ Selectronic Australia SPMC482-AU | 87.4 |  |  | PowerPlus Energy Pty Ltd | LiFe4838P | 23 | Selectronic Australia | SPMC482-AU | PowerPlus Energy | 2025-04-08
2024-01-08 | HBS9734 | PowerPlus Energy Pty Ltd LiFe4838P (x24) w/ Selectronic Australia SPMC482-AU | 91.2 |  |  | PowerPlus Energy Pty Ltd | LiFe4838P | 24 | Selectronic Australia | SPMC482-AU | PowerPlus Energy | 2025-04-08
2024-01-08 | HBS9735 | PowerPlus Energy Pty Ltd LiFe4838P (x25) w/ Selectronic Australia SPMC482-AU | 95 |  |  | PowerPlus Energy Pty Ltd | LiFe4838P | 25 | Selectronic Australia | SPMC482-AU | PowerPlus Energy | 2025-04-08
2024-01-08 | HBS9736 | PowerPlus Energy Pty Ltd LiFe4838P (x26) w/ Selectronic Australia SPMC482-AU | 98.8 |  |  | PowerPlus Energy Pty Ltd | LiFe4838P | 26 | Selectronic Australia | SPMC482-AU | PowerPlus Energy | 2025-04-08
2024-01-08 | HBS9737 | PowerPlus Energy Pty Ltd LiFe4838P (x27) w/ Selectronic Australia SPMC482-AU | 102.6 |  |  | PowerPlus Energy Pty Ltd | LiFe4838P | 27 | Selectronic Australia | SPMC482-AU | PowerPlus Energy | 2025-04-08
2024-01-08 | HBS9738 | PowerPlus Energy Pty Ltd LiFe4838P (x28) w/ Selectronic Australia SPMC482-AU | 106.4 |  |  | PowerPlus Energy Pty Ltd | LiFe4838P | 28 | Selectronic Australia | SPMC482-AU | PowerPlus Energy | 2025-04-08
2024-01-08 | HBS9739 | PowerPlus Energy Pty Ltd LiFe4838P (x29) w/ Selectronic Australia SPMC482-AU | 110.2 |  |  | PowerPlus Energy Pty Ltd | LiFe4838P | 29 | Selectronic Australia | SPMC482-AU | PowerPlus Energy | 2025-04-08
2024-01-08 | HBS9740 | PowerPlus Energy Pty Ltd LiFe4838P (x30) w/ Selectronic Australia SPMC482-AU | 114 |  |  | PowerPlus Energy Pty Ltd | LiFe4838P | 30 | Selectronic Australia | SPMC482-AU | PowerPlus Energy | 2025-04-08
2024-01-08 | HBS9741 | PowerPlus Energy Pty Ltd LiFe4838P (x31) w/ Selectronic Australia SPMC482-AU | 117.8 |  |  | PowerPlus Energy Pty Ltd | LiFe4838P | 31 | Selectronic Australia | SPMC482-AU | PowerPlus Energy | 2025-04-08
2024-01-08 | HBS9742 | PowerPlus Energy Pty Ltd LiFe4838P (x32) w/ Selectronic Australia SPMC482-AU | 121.6 |  |  | PowerPlus Energy Pty Ltd | LiFe4838P | 32 | Selectronic Australia | SPMC482-AU | PowerPlus Energy | 2025-04-08
2024-01-08 | HBS9743 | PowerPlus Energy Pty Ltd LiFe4838P (x33) w/ Selectronic Australia SPMC482-AU | 125.4 |  |  | PowerPlus Energy Pty Ltd | LiFe4838P | 33 | Selectronic Australia | SPMC482-AU | PowerPlus Energy | 2025-04-08
2024-01-08 | HBS9744 | PowerPlus Energy Pty Ltd LiFe4838P (x34) w/ Selectronic Australia SPMC482-AU | 129.2 |  |  | PowerPlus Energy Pty Ltd | LiFe4838P | 34 | Selectronic Australia | SPMC482-AU | PowerPlus Energy | 2025-04-08
2024-01-08 | HBS9745 | PowerPlus Energy Pty Ltd LiFe4838P (x35) w/ Selectronic Australia SPMC482-AU | 133 |  |  | PowerPlus Energy Pty Ltd | LiFe4838P | 35 | Selectronic Australia | SPMC482-AU | PowerPlus Energy | 2025-04-08
2024-01-08 | HBS9746 | PowerPlus Energy Pty Ltd LiFe4838P (x36) w/ Selectronic Australia SPMC482-AU | 136.8 |  |  | PowerPlus Energy Pty Ltd | LiFe4838P | 36 | Selectronic Australia | SPMC482-AU | PowerPlus Energy | 2025-04-08
2024-01-08 | HBS9747 | PowerPlus Energy Pty Ltd LiFe4838P (x37) w/ Selectronic Australia SPMC482-AU | 140.6 |  |  | PowerPlus Energy Pty Ltd | LiFe4838P | 37 | Selectronic Australia | SPMC482-AU | PowerPlus Energy | 2025-04-08
2024-01-08 | HBS9748 | PowerPlus Energy Pty Ltd LiFe4838P (x38) w/ Selectronic Australia SPMC482-AU | 144.4 |  |  | PowerPlus Energy Pty Ltd | LiFe4838P | 38 | Selectronic Australia | SPMC482-AU | PowerPlus Energy | 2025-04-08
2024-01-08 | HBS9749 | PowerPlus Energy Pty Ltd LiFe4838P (x39) w/ Selectronic Australia SPMC482-AU | 148.2 |  |  | PowerPlus Energy Pty Ltd | LiFe4838P | 39 | Selectronic Australia | SPMC482-AU | PowerPlus Energy | 2025-04-08
2024-01-08 | HBS9750 | PowerPlus Energy Pty Ltd LiFe4838P (x40) w/ Selectronic Australia SPMC482-AU | 152 |  |  | PowerPlus Energy Pty Ltd | LiFe4838P | 40 | Selectronic Australia | SPMC482-AU | PowerPlus Energy | 2025-04-08
2024-01-08 | HBS9751 | PowerPlus Energy Pty Ltd LiFe4838P (x41) w/ Selectronic Australia SPMC482-AU | 155.8 |  |  | PowerPlus Energy Pty Ltd | LiFe4838P | 41 | Selectronic Australia | SPMC482-AU | PowerPlus Energy | 2025-04-08
2024-01-08 | HBS9752 | PowerPlus Energy Pty Ltd LiFe4838P (x42) w/ Selectronic Australia SPMC482-AU | 159.6 |  |  | PowerPlus Energy Pty Ltd | LiFe4838P | 42 | Selectronic Australia | SPMC482-AU | PowerPlus Energy | 2025-04-08
2024-01-08 | HBS9753 | PowerPlus Energy Pty Ltd LiFe4838P (x43) w/ Selectronic Australia SPMC482-AU | 163.4 |  |  | PowerPlus Energy Pty Ltd | LiFe4838P | 43 | Selectronic Australia | SPMC482-AU | PowerPlus Energy | 2025-04-08
2024-01-08 | HBS9754 | PowerPlus Energy Pty Ltd LiFe4838P (x44) w/ Selectronic Australia SPMC482-AU | 167.2 |  |  | PowerPlus Energy Pty Ltd | LiFe4838P | 44 | Selectronic Australia | SPMC482-AU | PowerPlus Energy | 2025-04-08
2024-01-08 | HBS9755 | PowerPlus Energy Pty Ltd LiFe4838P (x45) w/ Selectronic Australia SPMC482-AU | 171 |  |  | PowerPlus Energy Pty Ltd | LiFe4838P | 45 | Selectronic Australia | SPMC482-AU | PowerPlus Energy | 2025-04-08
2024-01-08 | HBS9756 | PowerPlus Energy Pty Ltd LiFe4838P (x46) w/ Selectronic Australia SPMC482-AU | 174.8 |  |  | PowerPlus Energy Pty Ltd | LiFe4838P | 46 | Selectronic Australia | SPMC482-AU | PowerPlus Energy | 2025-04-08
2024-01-08 | HBS9757 | PowerPlus Energy Pty Ltd LiFe4838P (x47) w/ Selectronic Australia SPMC482-AU | 178.6 |  |  | PowerPlus Energy Pty Ltd | LiFe4838P | 47 | Selectronic Australia | SPMC482-AU | PowerPlus Energy | 2025-04-08
2024-01-08 | HBS9758 | PowerPlus Energy Pty Ltd LiFe4838P (x48) w/ Selectronic Australia SPMC482-AU | 182.4 |  |  | PowerPlus Energy Pty Ltd | LiFe4838P | 48 | Selectronic Australia | SPMC482-AU | PowerPlus Energy | 2025-04-08
2024-01-08 | HBS9759 | PowerPlus Energy Pty Ltd LiFe4838P (x49) w/ Selectronic Australia SPMC482-AU | 186.2 |  |  | PowerPlus Energy Pty Ltd | LiFe4838P | 49 | Selectronic Australia | SPMC482-AU | PowerPlus Energy | 2025-04-08
2024-01-08 | HBS9760 | PowerPlus Energy Pty Ltd LiFe4838P (x50) w/ Selectronic Australia SPMC482-AU | 190 |  |  | PowerPlus Energy Pty Ltd | LiFe4838P | 50 | Selectronic Australia | SPMC482-AU | PowerPlus Energy | 2025-04-08
2024-01-08 | HBS9761 | PowerPlus Energy Pty Ltd LiFe4838P (x51) w/ Selectronic Australia SPMC482-AU | 193.8 |  |  | PowerPlus Energy Pty Ltd | LiFe4838P | 51 | Selectronic Australia | SPMC482-AU | PowerPlus Energy | 2025-04-08
2024-01-08 | HBS9762 | PowerPlus Energy Pty Ltd LiFe4838P (x52) w/ Selectronic Australia SPMC482-AU | 197.6 |  |  | PowerPlus Energy Pty Ltd | LiFe4838P | 52 | Selectronic Australia | SPMC482-AU | PowerPlus Energy | 2025-04-08
2024-01-08 | HBS9763 | PowerPlus Energy Pty Ltd LiFe4838P (x53) w/ Selectronic Australia SPMC482-AU | 201.4 |  |  | PowerPlus Energy Pty Ltd | LiFe4838P | 53 | Selectronic Australia | SPMC482-AU | PowerPlus Energy | 2025-04-08
2024-01-08 | HBS9764 | PowerPlus Energy Pty Ltd LiFe4838P (x54) w/ Selectronic Australia SPMC482-AU | 205.2 |  |  | PowerPlus Energy Pty Ltd | LiFe4838P | 54 | Selectronic Australia | SPMC482-AU | PowerPlus Energy | 2025-04-08
2024-01-08 | HBS9765 | PowerPlus Energy Pty Ltd LiFe4838P (x55) w/ Selectronic Australia SPMC482-AU | 209 |  |  | PowerPlus Energy Pty Ltd | LiFe4838P | 55 | Selectronic Australia | SPMC482-AU | PowerPlus Energy | 2025-04-08
2024-01-08 | HBS9766 | PowerPlus Energy Pty Ltd LiFe4838P (x56) w/ Selectronic Australia SPMC482-AU | 212.8 |  |  | PowerPlus Energy Pty Ltd | LiFe4838P | 56 | Selectronic Australia | SPMC482-AU | PowerPlus Energy | 2025-04-08
2024-01-08 | HBS9767 | PowerPlus Energy Pty Ltd LiFe4838P (x57) w/ Selectronic Australia SPMC482-AU | 216.6 |  |  | PowerPlus Energy Pty Ltd | LiFe4838P | 57 | Selectronic Australia | SPMC482-AU | PowerPlus Energy | 2025-04-08
2024-01-08 | HBS9768 | PowerPlus Energy Pty Ltd LiFe4838P (x58) w/ Selectronic Australia SPMC482-AU | 220.4 |  |  | PowerPlus Energy Pty Ltd | LiFe4838P | 58 | Selectronic Australia | SPMC482-AU | PowerPlus Energy | 2025-04-08
2024-01-08 | HBS9769 | PowerPlus Energy Pty Ltd LiFe4838P (x59) w/ Selectronic Australia SPMC482-AU | 224.2 |  |  | PowerPlus Energy Pty Ltd | LiFe4838P | 59 | Selectronic Australia | SPMC482-AU | PowerPlus Energy | 2025-04-08
2024-01-08 | HBS9770 | PowerPlus Energy Pty Ltd LiFe4838P (x60) w/ Selectronic Australia SPMC482-AU | 228 |  |  | PowerPlus Energy Pty Ltd | LiFe4838P | 60 | Selectronic Australia | SPMC482-AU | PowerPlus Energy | 2025-04-08
2024-01-08 | HBS9771 | PowerPlus Energy Pty Ltd LiFe4838P (x2) w/ SMA Australia Pty Ltd SI6.0H-13 | 7.6 |  |  | PowerPlus Energy Pty Ltd | LiFe4838P | 2 | SMA Australia Pty Ltd | SI6.0H-13 | PowerPlus Energy | 2026-09-14
2024-01-08 | HBS9772 | PowerPlus Energy Pty Ltd LiFe4838P (x3) w/ SMA Australia Pty Ltd SI6.0H-13 | 11.4 |  |  | PowerPlus Energy Pty Ltd | LiFe4838P | 3 | SMA Australia Pty Ltd | SI6.0H-13 | PowerPlus Energy | 2026-09-14
2024-01-08 | HBS9773 | PowerPlus Energy Pty Ltd LiFe4838P (x4) w/ SMA Australia Pty Ltd SI6.0H-13 | 15.2 |  |  | PowerPlus Energy Pty Ltd | LiFe4838P | 4 | SMA Australia Pty Ltd | SI6.0H-13 | PowerPlus Energy | 2026-09-14
2024-01-08 | HBS9774 | PowerPlus Energy Pty Ltd LiFe4838P (x5) w/ SMA Australia Pty Ltd SI6.0H-13 | 19 |  |  | PowerPlus Energy Pty Ltd | LiFe4838P | 5 | SMA Australia Pty Ltd | SI6.0H-13 | PowerPlus Energy | 2026-09-14
2024-01-08 | HBS9775 | PowerPlus Energy Pty Ltd LiFe4838P (x6) w/ SMA Australia Pty Ltd SI6.0H-13 | 22.8 |  |  | PowerPlus Energy Pty Ltd | LiFe4838P | 6 | SMA Australia Pty Ltd | SI6.0H-13 | PowerPlus Energy | 2026-09-14
2024-01-08 | HBS9776 | PowerPlus Energy Pty Ltd LiFe4838P (x7) w/ SMA Australia Pty Ltd SI6.0H-13 | 26.6 |  |  | PowerPlus Energy Pty Ltd | LiFe4838P | 7 | SMA Australia Pty Ltd | SI6.0H-13 | PowerPlus Energy | 2026-09-14
2024-01-08 | HBS9777 | PowerPlus Energy Pty Ltd LiFe4838P (x8) w/ SMA Australia Pty Ltd SI6.0H-13 | 30.4 |  |  | PowerPlus Energy Pty Ltd | LiFe4838P | 8 | SMA Australia Pty Ltd | SI6.0H-13 | PowerPlus Energy | 2026-09-14
2024-01-08 | HBS9778 | PowerPlus Energy Pty Ltd LiFe4838P (x9) w/ SMA Australia Pty Ltd SI6.0H-13 | 34.2 |  |  | PowerPlus Energy Pty Ltd | LiFe4838P | 9 | SMA Australia Pty Ltd | SI6.0H-13 | PowerPlus Energy | 2026-09-14
2024-01-08 | HBS9779 | PowerPlus Energy Pty Ltd LiFe4838P (x10) w/ SMA Australia Pty Ltd SI6.0H-13 | 38 |  |  | PowerPlus Energy Pty Ltd | LiFe4838P | 10 | SMA Australia Pty Ltd | SI6.0H-13 | PowerPlus Energy | 2026-09-14
2024-01-08 | HBS9780 | PowerPlus Energy Pty Ltd LiFe4838P (x11) w/ SMA Australia Pty Ltd SI6.0H-13 | 41.8 |  |  | PowerPlus Energy Pty Ltd | LiFe4838P | 11 | SMA Australia Pty Ltd | SI6.0H-13 | PowerPlus Energy | 2026-09-14
2024-01-08 | HBS9781 | PowerPlus Energy Pty Ltd LiFe4838P (x12) w/ SMA Australia Pty Ltd SI6.0H-13 | 45.6 |  |  | PowerPlus Energy Pty Ltd | LiFe4838P | 12 | SMA Australia Pty Ltd | SI6.0H-13 | PowerPlus Energy | 2026-09-14
2024-01-08 | HBS9782 | PowerPlus Energy Pty Ltd LiFe4838P (x13) w/ SMA Australia Pty Ltd SI6.0H-13 | 49.4 |  |  | PowerPlus Energy Pty Ltd | LiFe4838P | 13 | SMA Australia Pty Ltd | SI6.0H-13 | PowerPlus Energy | 2026-09-14
2024-01-08 | HBS9783 | PowerPlus Energy Pty Ltd LiFe4838P (x14) w/ SMA Australia Pty Ltd SI6.0H-13 | 53.2 |  |  | PowerPlus Energy Pty Ltd | LiFe4838P | 14 | SMA Australia Pty Ltd | SI6.0H-13 | PowerPlus Energy | 2026-09-14
2024-01-08 | HBS9784 | PowerPlus Energy Pty Ltd LiFe4838P (x15) w/ SMA Australia Pty Ltd SI6.0H-13 | 57 |  |  | PowerPlus Energy Pty Ltd | LiFe4838P | 15 | SMA Australia Pty Ltd | SI6.0H-13 | PowerPlus Energy | 2026-09-14
2024-01-08 | HBS9785 | PowerPlus Energy Pty Ltd LiFe4838P (x16) w/ SMA Australia Pty Ltd SI6.0H-13 | 60.8 |  |  | PowerPlus Energy Pty Ltd | LiFe4838P | 16 | SMA Australia Pty Ltd | SI6.0H-13 | PowerPlus Energy | 2026-09-14
2024-01-08 | HBS9786 | PowerPlus Energy Pty Ltd LiFe4838P (x17) w/ SMA Australia Pty Ltd SI6.0H-13 | 64.6 |  |  | PowerPlus Energy Pty Ltd | LiFe4838P | 17 | SMA Australia Pty Ltd | SI6.0H-13 | PowerPlus Energy | 2026-09-14
2024-01-08 | HBS9787 | PowerPlus Energy Pty Ltd LiFe4838P (x18) w/ SMA Australia Pty Ltd SI6.0H-13 | 68.4 |  |  | PowerPlus Energy Pty Ltd | LiFe4838P | 18 | SMA Australia Pty Ltd | SI6.0H-13 | PowerPlus Energy | 2026-09-14
2024-01-08 | HBS9788 | PowerPlus Energy Pty Ltd LiFe4838P (x19) w/ SMA Australia Pty Ltd SI6.0H-13 | 72.2 |  |  | PowerPlus Energy Pty Ltd | LiFe4838P | 19 | SMA Australia Pty Ltd | SI6.0H-13 | PowerPlus Energy | 2026-09-14
2024-01-08 | HBS9789 | PowerPlus Energy Pty Ltd LiFe4838P (x20) w/ SMA Australia Pty Ltd SI6.0H-13 | 76 |  |  | PowerPlus Energy Pty Ltd | LiFe4838P | 20 | SMA Australia Pty Ltd | SI6.0H-13 | PowerPlus Energy | 2026-09-14
2024-01-08 | HBS9790 | PowerPlus Energy Pty Ltd LiFe4838P (x21) w/ SMA Australia Pty Ltd SI6.0H-13 | 79.8 |  |  | PowerPlus Energy Pty Ltd | LiFe4838P | 21 | SMA Australia Pty Ltd | SI6.0H-13 | PowerPlus Energy | 2026-09-14
2024-01-08 | HBS9791 | PowerPlus Energy Pty Ltd LiFe4838P (x22) w/ SMA Australia Pty Ltd SI6.0H-13 | 83.6 |  |  | PowerPlus Energy Pty Ltd | LiFe4838P | 22 | SMA Australia Pty Ltd | SI6.0H-13 | PowerPlus Energy | 2026-09-14
2024-01-08 | HBS9792 | PowerPlus Energy Pty Ltd LiFe4838P (x23) w/ SMA Australia Pty Ltd SI6.0H-13 | 87.4 |  |  | PowerPlus Energy Pty Ltd | LiFe4838P | 23 | SMA Australia Pty Ltd | SI6.0H-13 | PowerPlus Energy | 2026-09-14
2024-01-08 | HBS9793 | PowerPlus Energy Pty Ltd LiFe4838P (x24) w/ SMA Australia Pty Ltd SI6.0H-13 | 91.2 |  |  | PowerPlus Energy Pty Ltd | LiFe4838P | 24 | SMA Australia Pty Ltd | SI6.0H-13 | PowerPlus Energy | 2026-09-14
2024-01-08 | HBS9794 | PowerPlus Energy Pty Ltd LiFe4838P (x25) w/ SMA Australia Pty Ltd SI6.0H-13 | 95 |  |  | PowerPlus Energy Pty Ltd | LiFe4838P | 25 | SMA Australia Pty Ltd | SI6.0H-13 | PowerPlus Energy | 2026-09-14
2024-01-08 | HBS9795 | PowerPlus Energy Pty Ltd LiFe4838P (x26) w/ SMA Australia Pty Ltd SI6.0H-13 | 98.8 |  |  | PowerPlus Energy Pty Ltd | LiFe4838P | 26 | SMA Australia Pty Ltd | SI6.0H-13 | PowerPlus Energy | 2026-09-14
2024-01-08 | HBS9796 | PowerPlus Energy Pty Ltd LiFe4838P (x27) w/ SMA Australia Pty Ltd SI6.0H-13 | 102.6 |  |  | PowerPlus Energy Pty Ltd | LiFe4838P | 27 | SMA Australia Pty Ltd | SI6.0H-13 | PowerPlus Energy | 2026-09-14
2024-01-08 | HBS9797 | PowerPlus Energy Pty Ltd LiFe4838P (x28) w/ SMA Australia Pty Ltd SI6.0H-13 | 106.4 |  |  | PowerPlus Energy Pty Ltd | LiFe4838P | 28 | SMA Australia Pty Ltd | SI6.0H-13 | PowerPlus Energy | 2026-09-14
2024-01-08 | HBS9798 | PowerPlus Energy Pty Ltd LiFe4838P (x29) w/ SMA Australia Pty Ltd SI6.0H-13 | 110.2 |  |  | PowerPlus Energy Pty Ltd | LiFe4838P | 29 | SMA Australia Pty Ltd | SI6.0H-13 | PowerPlus Energy | 2026-09-14
2024-01-08 | HBS9799 | PowerPlus Energy Pty Ltd LiFe4838P (x30) w/ SMA Australia Pty Ltd SI6.0H-13 | 114 |  |  | PowerPlus Energy Pty Ltd | LiFe4838P | 30 | SMA Australia Pty Ltd | SI6.0H-13 | PowerPlus Energy | 2026-09-14
2024-01-08 | HBS9800 | PowerPlus Energy Pty Ltd LiFe4838P (x31) w/ SMA Australia Pty Ltd SI6.0H-13 | 117.8 |  |  | PowerPlus Energy Pty Ltd | LiFe4838P | 31 | SMA Australia Pty Ltd | SI6.0H-13 | PowerPlus Energy | 2026-09-14
2024-01-08 | HBS9801 | PowerPlus Energy Pty Ltd LiFe4838P (x32) w/ SMA Australia Pty Ltd SI6.0H-13 | 121.6 |  |  | PowerPlus Energy Pty Ltd | LiFe4838P | 32 | SMA Australia Pty Ltd | SI6.0H-13 | PowerPlus Energy | 2026-09-14
2024-01-08 | HBS9802 | PowerPlus Energy Pty Ltd LiFe4838P (x33) w/ SMA Australia Pty Ltd SI6.0H-13 | 125.4 |  |  | PowerPlus Energy Pty Ltd | LiFe4838P | 33 | SMA Australia Pty Ltd | SI6.0H-13 | PowerPlus Energy | 2026-09-14
2024-01-08 | HBS9803 | PowerPlus Energy Pty Ltd LiFe4838P (x34) w/ SMA Australia Pty Ltd SI6.0H-13 | 129.2 |  |  | PowerPlus Energy Pty Ltd | LiFe4838P | 34 | SMA Australia Pty Ltd | SI6.0H-13 | PowerPlus Energy | 2026-09-14
2024-01-08 | HBS9804 | PowerPlus Energy Pty Ltd LiFe4838P (x35) w/ SMA Australia Pty Ltd SI6.0H-13 | 133 |  |  | PowerPlus Energy Pty Ltd | LiFe4838P | 35 | SMA Australia Pty Ltd | SI6.0H-13 | PowerPlus Energy | 2026-09-14
2024-01-08 | HBS9805 | PowerPlus Energy Pty Ltd LiFe4838P (x36) w/ SMA Australia Pty Ltd SI6.0H-13 | 136.8 |  |  | PowerPlus Energy Pty Ltd | LiFe4838P | 36 | SMA Australia Pty Ltd | SI6.0H-13 | PowerPlus Energy | 2026-09-14
2024-01-08 | HBS9806 | PowerPlus Energy Pty Ltd LiFe4838P (x37) w/ SMA Australia Pty Ltd SI6.0H-13 | 140.6 |  |  | PowerPlus Energy Pty Ltd | LiFe4838P | 37 | SMA Australia Pty Ltd | SI6.0H-13 | PowerPlus Energy | 2026-09-14
2024-01-08 | HBS9807 | PowerPlus Energy Pty Ltd LiFe4838P (x38) w/ SMA Australia Pty Ltd SI6.0H-13 | 144.4 |  |  | PowerPlus Energy Pty Ltd | LiFe4838P | 38 | SMA Australia Pty Ltd | SI6.0H-13 | PowerPlus Energy | 2026-09-14
2024-01-08 | HBS9808 | PowerPlus Energy Pty Ltd LiFe4838P (x39) w/ SMA Australia Pty Ltd SI6.0H-13 | 148.2 |  |  | PowerPlus Energy Pty Ltd | LiFe4838P | 39 | SMA Australia Pty Ltd | SI6.0H-13 | PowerPlus Energy | 2026-09-14
2024-01-08 | HBS9809 | PowerPlus Energy Pty Ltd LiFe4838P (x40) w/ SMA Australia Pty Ltd SI6.0H-13 | 152 |  |  | PowerPlus Energy Pty Ltd | LiFe4838P | 40 | SMA Australia Pty Ltd | SI6.0H-13 | PowerPlus Energy | 2026-09-14
2024-01-08 | HBS9810 | PowerPlus Energy Pty Ltd LiFe4838P (x41) w/ SMA Australia Pty Ltd SI6.0H-13 | 155.8 |  |  | PowerPlus Energy Pty Ltd | LiFe4838P | 41 | SMA Australia Pty Ltd | SI6.0H-13 | PowerPlus Energy | 2026-09-14
2024-01-08 | HBS9811 | PowerPlus Energy Pty Ltd LiFe4838P (x42) w/ SMA Australia Pty Ltd SI6.0H-13 | 159.6 |  |  | PowerPlus Energy Pty Ltd | LiFe4838P | 42 | SMA Australia Pty Ltd | SI6.0H-13 | PowerPlus Energy | 2026-09-14
2024-01-08 | HBS9812 | PowerPlus Energy Pty Ltd LiFe4838P (x43) w/ SMA Australia Pty Ltd SI6.0H-13 | 163.4 |  |  | PowerPlus Energy Pty Ltd | LiFe4838P | 43 | SMA Australia Pty Ltd | SI6.0H-13 | PowerPlus Energy | 2026-09-14
2024-01-08 | HBS9813 | PowerPlus Energy Pty Ltd LiFe4838P (x44) w/ SMA Australia Pty Ltd SI6.0H-13 | 167.2 |  |  | PowerPlus Energy Pty Ltd | LiFe4838P | 44 | SMA Australia Pty Ltd | SI6.0H-13 | PowerPlus Energy | 2026-09-14
2024-01-08 | HBS9814 | PowerPlus Energy Pty Ltd LiFe4838P (x45) w/ SMA Australia Pty Ltd SI6.0H-13 | 171 |  |  | PowerPlus Energy Pty Ltd | LiFe4838P | 45 | SMA Australia Pty Ltd | SI6.0H-13 | PowerPlus Energy | 2026-09-14
2024-01-08 | HBS9815 | PowerPlus Energy Pty Ltd LiFe4838P (x46) w/ SMA Australia Pty Ltd SI6.0H-13 | 174.8 |  |  | PowerPlus Energy Pty Ltd | LiFe4838P | 46 | SMA Australia Pty Ltd | SI6.0H-13 | PowerPlus Energy | 2026-09-14
2024-01-08 | HBS9816 | PowerPlus Energy Pty Ltd LiFe4838P (x47) w/ SMA Australia Pty Ltd SI6.0H-13 | 178.6 |  |  | PowerPlus Energy Pty Ltd | LiFe4838P | 47 | SMA Australia Pty Ltd | SI6.0H-13 | PowerPlus Energy | 2026-09-14
2024-01-08 | HBS9817 | PowerPlus Energy Pty Ltd LiFe4838P (x48) w/ SMA Australia Pty Ltd SI6.0H-13 | 182.4 |  |  | PowerPlus Energy Pty Ltd | LiFe4838P | 48 | SMA Australia Pty Ltd | SI6.0H-13 | PowerPlus Energy | 2026-09-14
2024-01-08 | HBS9818 | PowerPlus Energy Pty Ltd LiFe4838P (x49) w/ SMA Australia Pty Ltd SI6.0H-13 | 186.2 |  |  | PowerPlus Energy Pty Ltd | LiFe4838P | 49 | SMA Australia Pty Ltd | SI6.0H-13 | PowerPlus Energy | 2026-09-14
2024-01-08 | HBS9819 | PowerPlus Energy Pty Ltd LiFe4838P (x50) w/ SMA Australia Pty Ltd SI6.0H-13 | 190 |  |  | PowerPlus Energy Pty Ltd | LiFe4838P | 50 | SMA Australia Pty Ltd | SI6.0H-13 | PowerPlus Energy | 2026-09-14
2024-01-08 | HBS9820 | PowerPlus Energy Pty Ltd LiFe4838P (x51) w/ SMA Australia Pty Ltd SI6.0H-13 | 193.8 |  |  | PowerPlus Energy Pty Ltd | LiFe4838P | 51 | SMA Australia Pty Ltd | SI6.0H-13 | PowerPlus Energy | 2026-09-14
2024-01-08 | HBS9821 | PowerPlus Energy Pty Ltd LiFe4838P (x52) w/ SMA Australia Pty Ltd SI6.0H-13 | 197.6 |  |  | PowerPlus Energy Pty Ltd | LiFe4838P | 52 | SMA Australia Pty Ltd | SI6.0H-13 | PowerPlus Energy | 2026-09-14
2024-01-08 | HBS9822 | PowerPlus Energy Pty Ltd LiFe4838P (x53) w/ SMA Australia Pty Ltd SI6.0H-13 | 201.4 |  |  | PowerPlus Energy Pty Ltd | LiFe4838P | 53 | SMA Australia Pty Ltd | SI6.0H-13 | PowerPlus Energy | 2026-09-14
2024-01-08 | HBS9823 | PowerPlus Energy Pty Ltd LiFe4838P (x54) w/ SMA Australia Pty Ltd SI6.0H-13 | 205.2 |  |  | PowerPlus Energy Pty Ltd | LiFe4838P | 54 | SMA Australia Pty Ltd | SI6.0H-13 | PowerPlus Energy | 2026-09-14
2024-01-08 | HBS9824 | PowerPlus Energy Pty Ltd LiFe4838P (x55) w/ SMA Australia Pty Ltd SI6.0H-13 | 209 |  |  | PowerPlus Energy Pty Ltd | LiFe4838P | 55 | SMA Australia Pty Ltd | SI6.0H-13 | PowerPlus Energy | 2026-09-14
2024-01-08 | HBS9825 | PowerPlus Energy Pty Ltd LiFe4838P (x56) w/ SMA Australia Pty Ltd SI6.0H-13 | 212.8 |  |  | PowerPlus Energy Pty Ltd | LiFe4838P | 56 | SMA Australia Pty Ltd | SI6.0H-13 | PowerPlus Energy | 2026-09-14
2024-01-08 | HBS9826 | PowerPlus Energy Pty Ltd LiFe4838P (x57) w/ SMA Australia Pty Ltd SI6.0H-13 | 216.6 |  |  | PowerPlus Energy Pty Ltd | LiFe4838P | 57 | SMA Australia Pty Ltd | SI6.0H-13 | PowerPlus Energy | 2026-09-14
2024-01-08 | HBS9827 | PowerPlus Energy Pty Ltd LiFe4838P (x58) w/ SMA Australia Pty Ltd SI6.0H-13 | 220.4 |  |  | PowerPlus Energy Pty Ltd | LiFe4838P | 58 | SMA Australia Pty Ltd | SI6.0H-13 | PowerPlus Energy | 2026-09-14
2024-01-08 | HBS9828 | PowerPlus Energy Pty Ltd LiFe4838P (x59) w/ SMA Australia Pty Ltd SI6.0H-13 | 224.2 |  |  | PowerPlus Energy Pty Ltd | LiFe4838P | 59 | SMA Australia Pty Ltd | SI6.0H-13 | PowerPlus Energy | 2026-09-14
2024-01-08 | HBS9829 | PowerPlus Energy Pty Ltd LiFe4838P (x60) w/ SMA Australia Pty Ltd SI6.0H-13 | 228 |  |  | PowerPlus Energy Pty Ltd | LiFe4838P | 60 | SMA Australia Pty Ltd | SI6.0H-13 | PowerPlus Energy | 2026-09-14
2024-01-08 | HBS9830 | PowerPlus Energy Pty Ltd LiFe4838P (x2) w/ SMA Australia Pty Ltd SI8.0H-13 | 7.6 |  |  | PowerPlus Energy Pty Ltd | LiFe4838P | 2 | SMA Australia Pty Ltd | SI8.0H-13 | PowerPlus Energy | 2026-09-14
2024-01-08 | HBS9831 | PowerPlus Energy Pty Ltd LiFe4838P (x3) w/ SMA Australia Pty Ltd SI8.0H-13 | 11.4 |  |  | PowerPlus Energy Pty Ltd | LiFe4838P | 3 | SMA Australia Pty Ltd | SI8.0H-13 | PowerPlus Energy | 2026-09-14
2024-01-08 | HBS9832 | PowerPlus Energy Pty Ltd LiFe4838P (x4) w/ SMA Australia Pty Ltd SI8.0H-13 | 15.2 |  |  | PowerPlus Energy Pty Ltd | LiFe4838P | 4 | SMA Australia Pty Ltd | SI8.0H-13 | PowerPlus Energy | 2026-09-14
2024-01-08 | HBS9833 | PowerPlus Energy Pty Ltd LiFe4838P (x5) w/ SMA Australia Pty Ltd SI8.0H-13 | 19 |  |  | PowerPlus Energy Pty Ltd | LiFe4838P | 5 | SMA Australia Pty Ltd | SI8.0H-13 | PowerPlus Energy | 2026-09-14
2024-01-08 | HBS9834 | PowerPlus Energy Pty Ltd LiFe4838P (x6) w/ SMA Australia Pty Ltd SI8.0H-13 | 22.8 |  |  | PowerPlus Energy Pty Ltd | LiFe4838P | 6 | SMA Australia Pty Ltd | SI8.0H-13 | PowerPlus Energy | 2026-09-14
2024-01-08 | HBS9835 | PowerPlus Energy Pty Ltd LiFe4838P (x7) w/ SMA Australia Pty Ltd SI8.0H-13 | 26.6 |  |  | PowerPlus Energy Pty Ltd | LiFe4838P | 7 | SMA Australia Pty Ltd | SI8.0H-13 | PowerPlus Energy | 2026-09-14
2024-01-08 | HBS9836 | PowerPlus Energy Pty Ltd LiFe4838P (x8) w/ SMA Australia Pty Ltd SI8.0H-13 | 30.4 |  |  | PowerPlus Energy Pty Ltd | LiFe4838P | 8 | SMA Australia Pty Ltd | SI8.0H-13 | PowerPlus Energy | 2026-09-14
2024-01-08 | HBS9837 | PowerPlus Energy Pty Ltd LiFe4838P (x9) w/ SMA Australia Pty Ltd SI8.0H-13 | 34.2 |  |  | PowerPlus Energy Pty Ltd | LiFe4838P | 9 | SMA Australia Pty Ltd | SI8.0H-13 | PowerPlus Energy | 2026-09-14
2024-01-08 | HBS9838 | PowerPlus Energy Pty Ltd LiFe4838P (x10) w/ SMA Australia Pty Ltd SI8.0H-13 | 38 |  |  | PowerPlus Energy Pty Ltd | LiFe4838P | 10 | SMA Australia Pty Ltd | SI8.0H-13 | PowerPlus Energy | 2026-09-14
2024-01-08 | HBS9839 | PowerPlus Energy Pty Ltd LiFe4838P (x11) w/ SMA Australia Pty Ltd SI8.0H-13 | 41.8 |  |  | PowerPlus Energy Pty Ltd | LiFe4838P | 11 | SMA Australia Pty Ltd | SI8.0H-13 | PowerPlus Energy | 2026-09-14
2024-01-08 | HBS9840 | PowerPlus Energy Pty Ltd LiFe4838P (x12) w/ SMA Australia Pty Ltd SI8.0H-13 | 45.6 |  |  | PowerPlus Energy Pty Ltd | LiFe4838P | 12 | SMA Australia Pty Ltd | SI8.0H-13 | PowerPlus Energy | 2026-09-14
2024-01-08 | HBS9841 | PowerPlus Energy Pty Ltd LiFe4838P (x13) w/ SMA Australia Pty Ltd SI8.0H-13 | 49.4 |  |  | PowerPlus Energy Pty Ltd | LiFe4838P | 13 | SMA Australia Pty Ltd | SI8.0H-13 | PowerPlus Energy | 2026-09-14
2024-01-08 | HBS9842 | PowerPlus Energy Pty Ltd LiFe4838P (x14) w/ SMA Australia Pty Ltd SI8.0H-13 | 53.2 |  |  | PowerPlus Energy Pty Ltd | LiFe4838P | 14 | SMA Australia Pty Ltd | SI8.0H-13 | PowerPlus Energy | 2026-09-14
2024-01-08 | HBS9843 | PowerPlus Energy Pty Ltd LiFe4838P (x15) w/ SMA Australia Pty Ltd SI8.0H-13 | 57 |  |  | PowerPlus Energy Pty Ltd | LiFe4838P | 15 | SMA Australia Pty Ltd | SI8.0H-13 | PowerPlus Energy | 2026-09-14
2024-01-08 | HBS9844 | PowerPlus Energy Pty Ltd LiFe4838P (x16) w/ SMA Australia Pty Ltd SI8.0H-13 | 60.8 |  |  | PowerPlus Energy Pty Ltd | LiFe4838P | 16 | SMA Australia Pty Ltd | SI8.0H-13 | PowerPlus Energy | 2026-09-14
2024-01-08 | HBS9845 | PowerPlus Energy Pty Ltd LiFe4838P (x17) w/ SMA Australia Pty Ltd SI8.0H-13 | 64.6 |  |  | PowerPlus Energy Pty Ltd | LiFe4838P | 17 | SMA Australia Pty Ltd | SI8.0H-13 | PowerPlus Energy | 2026-09-14
2024-01-08 | HBS9846 | PowerPlus Energy Pty Ltd LiFe4838P (x18) w/ SMA Australia Pty Ltd SI8.0H-13 | 68.4 |  |  | PowerPlus Energy Pty Ltd | LiFe4838P | 18 | SMA Australia Pty Ltd | SI8.0H-13 | PowerPlus Energy | 2026-09-14
2024-01-08 | HBS9847 | PowerPlus Energy Pty Ltd LiFe4838P (x19) w/ SMA Australia Pty Ltd SI8.0H-13 | 72.2 |  |  | PowerPlus Energy Pty Ltd | LiFe4838P | 19 | SMA Australia Pty Ltd | SI8.0H-13 | PowerPlus Energy | 2026-09-14
2024-01-08 | HBS9848 | PowerPlus Energy Pty Ltd LiFe4838P (x20) w/ SMA Australia Pty Ltd SI8.0H-13 | 76 |  |  | PowerPlus Energy Pty Ltd | LiFe4838P | 20 | SMA Australia Pty Ltd | SI8.0H-13 | PowerPlus Energy | 2026-09-14
2024-01-08 | HBS9849 | PowerPlus Energy Pty Ltd LiFe4838P (x21) w/ SMA Australia Pty Ltd SI8.0H-13 | 79.8 |  |  | PowerPlus Energy Pty Ltd | LiFe4838P | 21 | SMA Australia Pty Ltd | SI8.0H-13 | PowerPlus Energy | 2026-09-14
2024-01-08 | HBS9850 | PowerPlus Energy Pty Ltd LiFe4838P (x22) w/ SMA Australia Pty Ltd SI8.0H-13 | 83.6 |  |  | PowerPlus Energy Pty Ltd | LiFe4838P | 22 | SMA Australia Pty Ltd | SI8.0H-13 | PowerPlus Energy | 2026-09-14
2024-01-08 | HBS9851 | PowerPlus Energy Pty Ltd LiFe4838P (x23) w/ SMA Australia Pty Ltd SI8.0H-13 | 87.4 |  |  | PowerPlus Energy Pty Ltd | LiFe4838P | 23 | SMA Australia Pty Ltd | SI8.0H-13 | PowerPlus Energy | 2026-09-14
2024-01-08 | HBS9852 | PowerPlus Energy Pty Ltd LiFe4838P (x24) w/ SMA Australia Pty Ltd SI8.0H-13 | 91.2 |  |  | PowerPlus Energy Pty Ltd | LiFe4838P | 24 | SMA Australia Pty Ltd | SI8.0H-13 | PowerPlus Energy | 2026-09-14
2024-01-08 | HBS9853 | PowerPlus Energy Pty Ltd LiFe4838P (x25) w/ SMA Australia Pty Ltd SI8.0H-13 | 95 |  |  | PowerPlus Energy Pty Ltd | LiFe4838P | 25 | SMA Australia Pty Ltd | SI8.0H-13 | PowerPlus Energy | 2026-09-14
2024-01-08 | HBS9854 | PowerPlus Energy Pty Ltd LiFe4838P (x26) w/ SMA Australia Pty Ltd SI8.0H-13 | 98.8 |  |  | PowerPlus Energy Pty Ltd | LiFe4838P | 26 | SMA Australia Pty Ltd | SI8.0H-13 | PowerPlus Energy | 2026-09-14
2024-01-08 | HBS9855 | PowerPlus Energy Pty Ltd LiFe4838P (x27) w/ SMA Australia Pty Ltd SI8.0H-13 | 102.6 |  |  | PowerPlus Energy Pty Ltd | LiFe4838P | 27 | SMA Australia Pty Ltd | SI8.0H-13 | PowerPlus Energy | 2026-09-14
2024-01-08 | HBS9856 | PowerPlus Energy Pty Ltd LiFe4838P (x28) w/ SMA Australia Pty Ltd SI8.0H-13 | 106.4 |  |  | PowerPlus Energy Pty Ltd | LiFe4838P | 28 | SMA Australia Pty Ltd | SI8.0H-13 | PowerPlus Energy | 2026-09-14
2024-01-08 | HBS9857 | PowerPlus Energy Pty Ltd LiFe4838P (x29) w/ SMA Australia Pty Ltd SI8.0H-13 | 110.2 |  |  | PowerPlus Energy Pty Ltd | LiFe4838P | 29 | SMA Australia Pty Ltd | SI8.0H-13 | PowerPlus Energy | 2026-09-14
2024-01-08 | HBS9858 | PowerPlus Energy Pty Ltd LiFe4838P (x30) w/ SMA Australia Pty Ltd SI8.0H-13 | 114 |  |  | PowerPlus Energy Pty Ltd | LiFe4838P | 30 | SMA Australia Pty Ltd | SI8.0H-13 | PowerPlus Energy | 2026-09-14
2024-01-08 | HBS9859 | PowerPlus Energy Pty Ltd LiFe4838P (x31) w/ SMA Australia Pty Ltd SI8.0H-13 | 117.8 |  |  | PowerPlus Energy Pty Ltd | LiFe4838P | 31 | SMA Australia Pty Ltd | SI8.0H-13 | PowerPlus Energy | 2026-09-14
2024-01-08 | HBS9860 | PowerPlus Energy Pty Ltd LiFe4838P (x32) w/ SMA Australia Pty Ltd SI8.0H-13 | 121.6 |  |  | PowerPlus Energy Pty Ltd | LiFe4838P | 32 | SMA Australia Pty Ltd | SI8.0H-13 | PowerPlus Energy | 2026-09-14
2024-01-08 | HBS9861 | PowerPlus Energy Pty Ltd LiFe4838P (x33) w/ SMA Australia Pty Ltd SI8.0H-13 | 125.4 |  |  | PowerPlus Energy Pty Ltd | LiFe4838P | 33 | SMA Australia Pty Ltd | SI8.0H-13 | PowerPlus Energy | 2026-09-14
2024-01-08 | HBS9862 | PowerPlus Energy Pty Ltd LiFe4838P (x34) w/ SMA Australia Pty Ltd SI8.0H-13 | 129.2 |  |  | PowerPlus Energy Pty Ltd | LiFe4838P | 34 | SMA Australia Pty Ltd | SI8.0H-13 | PowerPlus Energy | 2026-09-14
2024-01-08 | HBS9863 | PowerPlus Energy Pty Ltd LiFe4838P (x35) w/ SMA Australia Pty Ltd SI8.0H-13 | 133 |  |  | PowerPlus Energy Pty Ltd | LiFe4838P | 35 | SMA Australia Pty Ltd | SI8.0H-13 | PowerPlus Energy | 2026-09-14
2024-01-08 | HBS9864 | PowerPlus Energy Pty Ltd LiFe4838P (x36) w/ SMA Australia Pty Ltd SI8.0H-13 | 136.8 |  |  | PowerPlus Energy Pty Ltd | LiFe4838P | 36 | SMA Australia Pty Ltd | SI8.0H-13 | PowerPlus Energy | 2026-09-14
2024-01-08 | HBS9865 | PowerPlus Energy Pty Ltd LiFe4838P (x37) w/ SMA Australia Pty Ltd SI8.0H-13 | 140.6 |  |  | PowerPlus Energy Pty Ltd | LiFe4838P | 37 | SMA Australia Pty Ltd | SI8.0H-13 | PowerPlus Energy | 2026-09-14
2024-01-08 | HBS9866 | PowerPlus Energy Pty Ltd LiFe4838P (x38) w/ SMA Australia Pty Ltd SI8.0H-13 | 144.4 |  |  | PowerPlus Energy Pty Ltd | LiFe4838P | 38 | SMA Australia Pty Ltd | SI8.0H-13 | PowerPlus Energy | 2026-09-14
2024-01-08 | HBS9867 | PowerPlus Energy Pty Ltd LiFe4838P (x39) w/ SMA Australia Pty Ltd SI8.0H-13 | 148.2 |  |  | PowerPlus Energy Pty Ltd | LiFe4838P | 39 | SMA Australia Pty Ltd | SI8.0H-13 | PowerPlus Energy | 2026-09-14
2024-01-08 | HBS9868 | PowerPlus Energy Pty Ltd LiFe4838P (x40) w/ SMA Australia Pty Ltd SI8.0H-13 | 152 |  |  | PowerPlus Energy Pty Ltd | LiFe4838P | 40 | SMA Australia Pty Ltd | SI8.0H-13 | PowerPlus Energy | 2026-09-14
2024-01-08 | HBS9869 | PowerPlus Energy Pty Ltd LiFe4838P (x41) w/ SMA Australia Pty Ltd SI8.0H-13 | 155.8 |  |  | PowerPlus Energy Pty Ltd | LiFe4838P | 41 | SMA Australia Pty Ltd | SI8.0H-13 | PowerPlus Energy | 2026-09-14
2024-01-08 | HBS9870 | PowerPlus Energy Pty Ltd LiFe4838P (x42) w/ SMA Australia Pty Ltd SI8.0H-13 | 159.6 |  |  | PowerPlus Energy Pty Ltd | LiFe4838P | 42 | SMA Australia Pty Ltd | SI8.0H-13 | PowerPlus Energy | 2026-09-14
2024-01-08 | HBS9871 | PowerPlus Energy Pty Ltd LiFe4838P (x43) w/ SMA Australia Pty Ltd SI8.0H-13 | 163.4 |  |  | PowerPlus Energy Pty Ltd | LiFe4838P | 43 | SMA Australia Pty Ltd | SI8.0H-13 | PowerPlus Energy | 2026-09-14
2024-01-08 | HBS9872 | PowerPlus Energy Pty Ltd LiFe4838P (x44) w/ SMA Australia Pty Ltd SI8.0H-13 | 167.2 |  |  | PowerPlus Energy Pty Ltd | LiFe4838P | 44 | SMA Australia Pty Ltd | SI8.0H-13 | PowerPlus Energy | 2026-09-14
2024-01-08 | HBS9873 | PowerPlus Energy Pty Ltd LiFe4838P (x45) w/ SMA Australia Pty Ltd SI8.0H-13 | 171 |  |  | PowerPlus Energy Pty Ltd | LiFe4838P | 45 | SMA Australia Pty Ltd | SI8.0H-13 | PowerPlus Energy | 2026-09-14
2024-01-08 | HBS9874 | PowerPlus Energy Pty Ltd LiFe4838P (x46) w/ SMA Australia Pty Ltd SI8.0H-13 | 174.8 |  |  | PowerPlus Energy Pty Ltd | LiFe4838P | 46 | SMA Australia Pty Ltd | SI8.0H-13 | PowerPlus Energy | 2026-09-14
2024-01-08 | HBS9875 | PowerPlus Energy Pty Ltd LiFe4838P (x47) w/ SMA Australia Pty Ltd SI8.0H-13 | 178.6 |  |  | PowerPlus Energy Pty Ltd | LiFe4838P | 47 | SMA Australia Pty Ltd | SI8.0H-13 | PowerPlus Energy | 2026-09-14
2024-01-08 | HBS9876 | PowerPlus Energy Pty Ltd LiFe4838P (x48) w/ SMA Australia Pty Ltd SI8.0H-13 | 182.4 |  |  | PowerPlus Energy Pty Ltd | LiFe4838P | 48 | SMA Australia Pty Ltd | SI8.0H-13 | PowerPlus Energy | 2026-09-14
2024-01-08 | HBS9877 | PowerPlus Energy Pty Ltd LiFe4838P (x49) w/ SMA Australia Pty Ltd SI8.0H-13 | 186.2 |  |  | PowerPlus Energy Pty Ltd | LiFe4838P | 49 | SMA Australia Pty Ltd | SI8.0H-13 | PowerPlus Energy | 2026-09-14
2024-01-08 | HBS9878 | PowerPlus Energy Pty Ltd LiFe4838P (x50) w/ SMA Australia Pty Ltd SI8.0H-13 | 190 |  |  | PowerPlus Energy Pty Ltd | LiFe4838P | 50 | SMA Australia Pty Ltd | SI8.0H-13 | PowerPlus Energy | 2026-09-14
2024-01-08 | HBS9879 | PowerPlus Energy Pty Ltd LiFe4838P (x51) w/ SMA Australia Pty Ltd SI8.0H-13 | 193.8 |  |  | PowerPlus Energy Pty Ltd | LiFe4838P | 51 | SMA Australia Pty Ltd | SI8.0H-13 | PowerPlus Energy | 2026-09-14
2024-01-08 | HBS9880 | PowerPlus Energy Pty Ltd LiFe4838P (x52) w/ SMA Australia Pty Ltd SI8.0H-13 | 197.6 |  |  | PowerPlus Energy Pty Ltd | LiFe4838P | 52 | SMA Australia Pty Ltd | SI8.0H-13 | PowerPlus Energy | 2026-09-14
2024-01-08 | HBS9881 | PowerPlus Energy Pty Ltd LiFe4838P (x53) w/ SMA Australia Pty Ltd SI8.0H-13 | 201.4 |  |  | PowerPlus Energy Pty Ltd | LiFe4838P | 53 | SMA Australia Pty Ltd | SI8.0H-13 | PowerPlus Energy | 2026-09-14
2024-01-08 | HBS9882 | PowerPlus Energy Pty Ltd LiFe4838P (x54) w/ SMA Australia Pty Ltd SI8.0H-13 | 205.2 |  |  | PowerPlus Energy Pty Ltd | LiFe4838P | 54 | SMA Australia Pty Ltd | SI8.0H-13 | PowerPlus Energy | 2026-09-14
2024-01-08 | HBS9883 | PowerPlus Energy Pty Ltd LiFe4838P (x55) w/ SMA Australia Pty Ltd SI8.0H-13 | 209 |  |  | PowerPlus Energy Pty Ltd | LiFe4838P | 55 | SMA Australia Pty Ltd | SI8.0H-13 | PowerPlus Energy | 2026-09-14
2024-01-08 | HBS9884 | PowerPlus Energy Pty Ltd LiFe4838P (x56) w/ SMA Australia Pty Ltd SI8.0H-13 | 212.8 |  |  | PowerPlus Energy Pty Ltd | LiFe4838P | 56 | SMA Australia Pty Ltd | SI8.0H-13 | PowerPlus Energy | 2026-09-14
2024-01-08 | HBS9885 | PowerPlus Energy Pty Ltd LiFe4838P (x57) w/ SMA Australia Pty Ltd SI8.0H-13 | 216.6 |  |  | PowerPlus Energy Pty Ltd | LiFe4838P | 57 | SMA Australia Pty Ltd | SI8.0H-13 | PowerPlus Energy | 2026-09-14
2024-01-08 | HBS9886 | PowerPlus Energy Pty Ltd LiFe4838P (x58) w/ SMA Australia Pty Ltd SI8.0H-13 | 220.4 |  |  | PowerPlus Energy Pty Ltd | LiFe4838P | 58 | SMA Australia Pty Ltd | SI8.0H-13 | PowerPlus Energy | 2026-09-14
2024-01-08 | HBS9887 | PowerPlus Energy Pty Ltd LiFe4838P (x59) w/ SMA Australia Pty Ltd SI8.0H-13 | 224.2 |  |  | PowerPlus Energy Pty Ltd | LiFe4838P | 59 | SMA Australia Pty Ltd | SI8.0H-13 | PowerPlus Energy | 2026-09-14
2024-01-08 | HBS9888 | PowerPlus Energy Pty Ltd LiFe4838P (x60) w/ SMA Australia Pty Ltd SI8.0H-13 | 228 |  |  | PowerPlus Energy Pty Ltd | LiFe4838P | 60 | SMA Australia Pty Ltd | SI8.0H-13 | PowerPlus Energy | 2026-09-14
2024-01-08 | HBS9889 | PowerPlus Energy Pty Ltd LiFe4838P (x2) w/ SUNSYNK AUSTRALIA PTY LTD SUNSYNK-8K-SG05LP1 | 7.6 |  |  | PowerPlus Energy Pty Ltd | LiFe4838P | 2 | SUNSYNK AUSTRALIA PTY LTD | SUNSYNK-8K-SG05LP1 | PowerPlus Energy | 2025-10-19
2024-01-08 | HBS9890 | PowerPlus Energy Pty Ltd LiFe4838P (x3) w/ SUNSYNK AUSTRALIA PTY LTD SUNSYNK-8K-SG05LP1 | 11.4 |  |  | PowerPlus Energy Pty Ltd | LiFe4838P | 3 | SUNSYNK AUSTRALIA PTY LTD | SUNSYNK-8K-SG05LP1 | PowerPlus Energy | 2025-10-19
2024-01-08 | HBS9891 | PowerPlus Energy Pty Ltd LiFe4838P (x4) w/ SUNSYNK AUSTRALIA PTY LTD SUNSYNK-8K-SG05LP1 | 15.2 |  |  | PowerPlus Energy Pty Ltd | LiFe4838P | 4 | SUNSYNK AUSTRALIA PTY LTD | SUNSYNK-8K-SG05LP1 | PowerPlus Energy | 2025-10-19
2024-01-08 | HBS9892 | PowerPlus Energy Pty Ltd LiFe4838P (x5) w/ SUNSYNK AUSTRALIA PTY LTD SUNSYNK-8K-SG05LP1 | 19 |  |  | PowerPlus Energy Pty Ltd | LiFe4838P | 5 | SUNSYNK AUSTRALIA PTY LTD | SUNSYNK-8K-SG05LP1 | PowerPlus Energy | 2025-10-19
2024-01-08 | HBS9893 | PowerPlus Energy Pty Ltd LiFe4838P (x6) w/ SUNSYNK AUSTRALIA PTY LTD SUNSYNK-8K-SG05LP1 | 22.8 |  |  | PowerPlus Energy Pty Ltd | LiFe4838P | 6 | SUNSYNK AUSTRALIA PTY LTD | SUNSYNK-8K-SG05LP1 | PowerPlus Energy | 2025-10-19
2024-01-08 | HBS9894 | PowerPlus Energy Pty Ltd LiFe4838P (x7) w/ SUNSYNK AUSTRALIA PTY LTD SUNSYNK-8K-SG05LP1 | 26.6 |  |  | PowerPlus Energy Pty Ltd | LiFe4838P | 7 | SUNSYNK AUSTRALIA PTY LTD | SUNSYNK-8K-SG05LP1 | PowerPlus Energy | 2025-10-19
2024-01-08 | HBS9895 | PowerPlus Energy Pty Ltd LiFe4838P (x8) w/ SUNSYNK AUSTRALIA PTY LTD SUNSYNK-8K-SG05LP1 | 30.4 |  |  | PowerPlus Energy Pty Ltd | LiFe4838P | 8 | SUNSYNK AUSTRALIA PTY LTD | SUNSYNK-8K-SG05LP1 | PowerPlus Energy | 2025-10-19
2024-01-08 | HBS9896 | PowerPlus Energy Pty Ltd LiFe4838P (x9) w/ SUNSYNK AUSTRALIA PTY LTD SUNSYNK-8K-SG05LP1 | 34.2 |  |  | PowerPlus Energy Pty Ltd | LiFe4838P | 9 | SUNSYNK AUSTRALIA PTY LTD | SUNSYNK-8K-SG05LP1 | PowerPlus Energy | 2025-10-19
2024-01-08 | HBS9897 | PowerPlus Energy Pty Ltd LiFe4838P (x10) w/ SUNSYNK AUSTRALIA PTY LTD SUNSYNK-8K-SG05LP1 | 38 |  |  | PowerPlus Energy Pty Ltd | LiFe4838P | 10 | SUNSYNK AUSTRALIA PTY LTD | SUNSYNK-8K-SG05LP1 | PowerPlus Energy | 2025-10-19
2024-01-08 | HBS9898 | PowerPlus Energy Pty Ltd LiFe4838P (x11) w/ SUNSYNK AUSTRALIA PTY LTD SUNSYNK-8K-SG05LP1 | 41.8 |  |  | PowerPlus Energy Pty Ltd | LiFe4838P | 11 | SUNSYNK AUSTRALIA PTY LTD | SUNSYNK-8K-SG05LP1 | PowerPlus Energy | 2025-10-19
2024-01-08 | HBS9899 | PowerPlus Energy Pty Ltd LiFe4838P (x12) w/ SUNSYNK AUSTRALIA PTY LTD SUNSYNK-8K-SG05LP1 | 45.6 |  |  | PowerPlus Energy Pty Ltd | LiFe4838P | 12 | SUNSYNK AUSTRALIA PTY LTD | SUNSYNK-8K-SG05LP1 | PowerPlus Energy | 2025-10-19
2024-01-08 | HBS9900 | PowerPlus Energy Pty Ltd LiFe4838P (x13) w/ SUNSYNK AUSTRALIA PTY LTD SUNSYNK-8K-SG05LP1 | 49.4 |  |  | PowerPlus Energy Pty Ltd | LiFe4838P | 13 | SUNSYNK AUSTRALIA PTY LTD | SUNSYNK-8K-SG05LP1 | PowerPlus Energy | 2025-10-19
2024-01-08 | HBS9901 | PowerPlus Energy Pty Ltd LiFe4838P (x14) w/ SUNSYNK AUSTRALIA PTY LTD SUNSYNK-8K-SG05LP1 | 53.2 |  |  | PowerPlus Energy Pty Ltd | LiFe4838P | 14 | SUNSYNK AUSTRALIA PTY LTD | SUNSYNK-8K-SG05LP1 | PowerPlus Energy | 2025-10-19
2024-01-08 | HBS9902 | PowerPlus Energy Pty Ltd LiFe4838P (x15) w/ SUNSYNK AUSTRALIA PTY LTD SUNSYNK-8K-SG05LP1 | 57 |  |  | PowerPlus Energy Pty Ltd | LiFe4838P | 15 | SUNSYNK AUSTRALIA PTY LTD | SUNSYNK-8K-SG05LP1 | PowerPlus Energy | 2025-10-19
2024-01-08 | HBS9903 | PowerPlus Energy Pty Ltd LiFe4838P (x16) w/ SUNSYNK AUSTRALIA PTY LTD SUNSYNK-8K-SG05LP1 | 60.8 |  |  | PowerPlus Energy Pty Ltd | LiFe4838P | 16 | SUNSYNK AUSTRALIA PTY LTD | SUNSYNK-8K-SG05LP1 | PowerPlus Energy | 2025-10-19
2024-01-08 | HBS9904 | PowerPlus Energy Pty Ltd LiFe4838P (x17) w/ SUNSYNK AUSTRALIA PTY LTD SUNSYNK-8K-SG05LP1 | 64.6 |  |  | PowerPlus Energy Pty Ltd | LiFe4838P | 17 | SUNSYNK AUSTRALIA PTY LTD | SUNSYNK-8K-SG05LP1 | PowerPlus Energy | 2025-10-19
2024-01-08 | HBS9905 | PowerPlus Energy Pty Ltd LiFe4838P (x18) w/ SUNSYNK AUSTRALIA PTY LTD SUNSYNK-8K-SG05LP1 | 68.4 |  |  | PowerPlus Energy Pty Ltd | LiFe4838P | 18 | SUNSYNK AUSTRALIA PTY LTD | SUNSYNK-8K-SG05LP1 | PowerPlus Energy | 2025-10-19
2024-01-08 | HBS9906 | PowerPlus Energy Pty Ltd LiFe4838P (x19) w/ SUNSYNK AUSTRALIA PTY LTD SUNSYNK-8K-SG05LP1 | 72.2 |  |  | PowerPlus Energy Pty Ltd | LiFe4838P | 19 | SUNSYNK AUSTRALIA PTY LTD | SUNSYNK-8K-SG05LP1 | PowerPlus Energy | 2025-10-19
2024-01-08 | HBS9907 | PowerPlus Energy Pty Ltd LiFe4838P (x20) w/ SUNSYNK AUSTRALIA PTY LTD SUNSYNK-8K-SG05LP1 | 76 |  |  | PowerPlus Energy Pty Ltd | LiFe4838P | 20 | SUNSYNK AUSTRALIA PTY LTD | SUNSYNK-8K-SG05LP1 | PowerPlus Energy | 2025-10-19
2024-01-08 | HBS9908 | PowerPlus Energy Pty Ltd LiFe4838P (x2) w/ SUNSYNK AUSTRALIA PTY LTD SUNSYNK-7.6K-SG05LP1 | 7.6 |  |  | PowerPlus Energy Pty Ltd | LiFe4838P | 2 | SUNSYNK AUSTRALIA PTY LTD | SUNSYNK-7.6K-SG05LP1 | PowerPlus Energy | 2025-10-19
2024-01-08 | HBS9909 | PowerPlus Energy Pty Ltd LiFe4838P (x3) w/ SUNSYNK AUSTRALIA PTY LTD SUNSYNK-7.6K-SG05LP1 | 11.4 |  |  | PowerPlus Energy Pty Ltd | LiFe4838P | 3 | SUNSYNK AUSTRALIA PTY LTD | SUNSYNK-7.6K-SG05LP1 | PowerPlus Energy | 2025-10-19
2024-01-08 | HBS9910 | PowerPlus Energy Pty Ltd LiFe4838P (x4) w/ SUNSYNK AUSTRALIA PTY LTD SUNSYNK-7.6K-SG05LP1 | 15.2 |  |  | PowerPlus Energy Pty Ltd | LiFe4838P | 4 | SUNSYNK AUSTRALIA PTY LTD | SUNSYNK-7.6K-SG05LP1 | PowerPlus Energy | 2025-10-19
2024-01-08 | HBS9911 | PowerPlus Energy Pty Ltd LiFe4838P (x5) w/ SUNSYNK AUSTRALIA PTY LTD SUNSYNK-7.6K-SG05LP1 | 19 |  |  | PowerPlus Energy Pty Ltd | LiFe4838P | 5 | SUNSYNK AUSTRALIA PTY LTD | SUNSYNK-7.6K-SG05LP1 | PowerPlus Energy | 2025-10-19
2024-01-08 | HBS9912 | PowerPlus Energy Pty Ltd LiFe4838P (x6) w/ SUNSYNK AUSTRALIA PTY LTD SUNSYNK-7.6K-SG05LP1 | 22.8 |  |  | PowerPlus Energy Pty Ltd | LiFe4838P | 6 | SUNSYNK AUSTRALIA PTY LTD | SUNSYNK-7.6K-SG05LP1 | PowerPlus Energy | 2025-10-19
2024-01-08 | HBS9913 | PowerPlus Energy Pty Ltd LiFe4838P (x7) w/ SUNSYNK AUSTRALIA PTY LTD SUNSYNK-7.6K-SG05LP1 | 26.6 |  |  | PowerPlus Energy Pty Ltd | LiFe4838P | 7 | SUNSYNK AUSTRALIA PTY LTD | SUNSYNK-7.6K-SG05LP1 | PowerPlus Energy | 2025-10-19
2024-01-08 | HBS9914 | PowerPlus Energy Pty Ltd LiFe4838P (x8) w/ SUNSYNK AUSTRALIA PTY LTD SUNSYNK-7.6K-SG05LP1 | 30.4 |  |  | PowerPlus Energy Pty Ltd | LiFe4838P | 8 | SUNSYNK AUSTRALIA PTY LTD | SUNSYNK-7.6K-SG05LP1 | PowerPlus Energy | 2025-10-19
2024-01-08 | HBS9915 | PowerPlus Energy Pty Ltd LiFe4838P (x9) w/ SUNSYNK AUSTRALIA PTY LTD SUNSYNK-7.6K-SG05LP1 | 34.2 |  |  | PowerPlus Energy Pty Ltd | LiFe4838P | 9 | SUNSYNK AUSTRALIA PTY LTD | SUNSYNK-7.6K-SG05LP1 | PowerPlus Energy | 2025-10-19
2024-01-08 | HBS9916 | PowerPlus Energy Pty Ltd LiFe4838P (x10) w/ SUNSYNK AUSTRALIA PTY LTD SUNSYNK-7.6K-SG05LP1 | 38 |  |  | PowerPlus Energy Pty Ltd | LiFe4838P | 10 | SUNSYNK AUSTRALIA PTY LTD | SUNSYNK-7.6K-SG05LP1 | PowerPlus Energy | 2025-10-19
2024-01-08 | HBS9917 | PowerPlus Energy Pty Ltd LiFe4838P (x11) w/ SUNSYNK AUSTRALIA PTY LTD SUNSYNK-7.6K-SG05LP1 | 41.8 |  |  | PowerPlus Energy Pty Ltd | LiFe4838P | 11 | SUNSYNK AUSTRALIA PTY LTD | SUNSYNK-7.6K-SG05LP1 | PowerPlus Energy | 2025-10-19
2024-01-08 | HBS9918 | PowerPlus Energy Pty Ltd LiFe4838P (x12) w/ SUNSYNK AUSTRALIA PTY LTD SUNSYNK-7.6K-SG05LP1 | 45.6 |  |  | PowerPlus Energy Pty Ltd | LiFe4838P | 12 | SUNSYNK AUSTRALIA PTY LTD | SUNSYNK-7.6K-SG05LP1 | PowerPlus Energy | 2025-10-19
2024-01-08 | HBS9919 | PowerPlus Energy Pty Ltd LiFe4838P (x13) w/ SUNSYNK AUSTRALIA PTY LTD SUNSYNK-7.6K-SG05LP1 | 49.4 |  |  | PowerPlus Energy Pty Ltd | LiFe4838P | 13 | SUNSYNK AUSTRALIA PTY LTD | SUNSYNK-7.6K-SG05LP1 | PowerPlus Energy | 2025-10-19
2024-01-08 | HBS9920 | PowerPlus Energy Pty Ltd LiFe4838P (x14) w/ SUNSYNK AUSTRALIA PTY LTD SUNSYNK-7.6K-SG05LP1 | 53.2 |  |  | PowerPlus Energy Pty Ltd | LiFe4838P | 14 | SUNSYNK AUSTRALIA PTY LTD | SUNSYNK-7.6K-SG05LP1 | PowerPlus Energy | 2025-10-19
2024-01-08 | HBS9921 | PowerPlus Energy Pty Ltd LiFe4838P (x15) w/ SUNSYNK AUSTRALIA PTY LTD SUNSYNK-7.6K-SG05LP1 | 57 |  |  | PowerPlus Energy Pty Ltd | LiFe4838P | 15 | SUNSYNK AUSTRALIA PTY LTD | SUNSYNK-7.6K-SG05LP1 | PowerPlus Energy | 2025-10-19
2024-01-08 | HBS9922 | PowerPlus Energy Pty Ltd LiFe4838P (x16) w/ SUNSYNK AUSTRALIA PTY LTD SUNSYNK-7.6K-SG05LP1 | 60.8 |  |  | PowerPlus Energy Pty Ltd | LiFe4838P | 16 | SUNSYNK AUSTRALIA PTY LTD | SUNSYNK-7.6K-SG05LP1 | PowerPlus Energy | 2025-10-19
2024-01-08 | HBS9923 | PowerPlus Energy Pty Ltd LiFe4838P (x17) w/ SUNSYNK AUSTRALIA PTY LTD SUNSYNK-7.6K-SG05LP1 | 64.6 |  |  | PowerPlus Energy Pty Ltd | LiFe4838P | 17 | SUNSYNK AUSTRALIA PTY LTD | SUNSYNK-7.6K-SG05LP1 | PowerPlus Energy | 2025-10-19
2024-01-08 | HBS9924 | PowerPlus Energy Pty Ltd LiFe4838P (x18) w/ SUNSYNK AUSTRALIA PTY LTD SUNSYNK-7.6K-SG05LP1 | 68.4 |  |  | PowerPlus Energy Pty Ltd | LiFe4838P | 18 | SUNSYNK AUSTRALIA PTY LTD | SUNSYNK-7.6K-SG05LP1 | PowerPlus Energy | 2025-10-19
2024-01-08 | HBS9925 | PowerPlus Energy Pty Ltd LiFe4838P (x19) w/ SUNSYNK AUSTRALIA PTY LTD SUNSYNK-7.6K-SG05LP1 | 72.2 |  |  | PowerPlus Energy Pty Ltd | LiFe4838P | 19 | SUNSYNK AUSTRALIA PTY LTD | SUNSYNK-7.6K-SG05LP1 | PowerPlus Energy | 2025-10-19
2024-01-08 | HBS9926 | PowerPlus Energy Pty Ltd LiFe4838P (x20) w/ SUNSYNK AUSTRALIA PTY LTD SUNSYNK-7.6K-SG05LP1 | 76 |  |  | PowerPlus Energy Pty Ltd | LiFe4838P | 20 | SUNSYNK AUSTRALIA PTY LTD | SUNSYNK-7.6K-SG05LP1 | PowerPlus Energy | 2025-10-19
2024-01-08 | HBS9927 | PowerPlus Energy Pty Ltd LiFe4838P (x2) w/ SUNSYNK AUSTRALIA PTY LTD SUNSYNK-12K-SG04LP3 | 7.6 |  |  | PowerPlus Energy Pty Ltd | LiFe4838P | 2 | SUNSYNK AUSTRALIA PTY LTD | SUNSYNK-12K-SG04LP3 | PowerPlus Energy | 2025-05-13
2024-01-08 | HBS9928 | PowerPlus Energy Pty Ltd LiFe4838P (x3) w/ SUNSYNK AUSTRALIA PTY LTD SUNSYNK-12K-SG04LP3 | 11.4 |  |  | PowerPlus Energy Pty Ltd | LiFe4838P | 3 | SUNSYNK AUSTRALIA PTY LTD | SUNSYNK-12K-SG04LP3 | PowerPlus Energy | 2025-05-13
2024-01-08 | HBS9929 | PowerPlus Energy Pty Ltd LiFe4838P (x4) w/ SUNSYNK AUSTRALIA PTY LTD SUNSYNK-12K-SG04LP3 | 15.2 |  |  | PowerPlus Energy Pty Ltd | LiFe4838P | 4 | SUNSYNK AUSTRALIA PTY LTD | SUNSYNK-12K-SG04LP3 | PowerPlus Energy | 2025-05-13
2024-01-08 | HBS9930 | PowerPlus Energy Pty Ltd LiFe4838P (x5) w/ SUNSYNK AUSTRALIA PTY LTD SUNSYNK-12K-SG04LP3 | 19 |  |  | PowerPlus Energy Pty Ltd | LiFe4838P | 5 | SUNSYNK AUSTRALIA PTY LTD | SUNSYNK-12K-SG04LP3 | PowerPlus Energy | 2025-05-13
2024-01-08 | HBS9931 | PowerPlus Energy Pty Ltd LiFe4838P (x6) w/ SUNSYNK AUSTRALIA PTY LTD SUNSYNK-12K-SG04LP3 | 22.8 |  |  | PowerPlus Energy Pty Ltd | LiFe4838P | 6 | SUNSYNK AUSTRALIA PTY LTD | SUNSYNK-12K-SG04LP3 | PowerPlus Energy | 2025-05-13
2024-01-08 | HBS9932 | PowerPlus Energy Pty Ltd LiFe4838P (x7) w/ SUNSYNK AUSTRALIA PTY LTD SUNSYNK-12K-SG04LP3 | 26.6 |  |  | PowerPlus Energy Pty Ltd | LiFe4838P | 7 | SUNSYNK AUSTRALIA PTY LTD | SUNSYNK-12K-SG04LP3 | PowerPlus Energy | 2025-05-13
2024-01-08 | HBS9933 | PowerPlus Energy Pty Ltd LiFe4838P (x8) w/ SUNSYNK AUSTRALIA PTY LTD SUNSYNK-12K-SG04LP3 | 30.4 |  |  | PowerPlus Energy Pty Ltd | LiFe4838P | 8 | SUNSYNK AUSTRALIA PTY LTD | SUNSYNK-12K-SG04LP3 | PowerPlus Energy | 2025-05-13
2024-01-08 | HBS9934 | PowerPlus Energy Pty Ltd LiFe4838P (x9) w/ SUNSYNK AUSTRALIA PTY LTD SUNSYNK-12K-SG04LP3 | 34.2 |  |  | PowerPlus Energy Pty Ltd | LiFe4838P | 9 | SUNSYNK AUSTRALIA PTY LTD | SUNSYNK-12K-SG04LP3 | PowerPlus Energy | 2025-05-13
2024-01-08 | HBS9935 | PowerPlus Energy Pty Ltd LiFe4838P (x10) w/ SUNSYNK AUSTRALIA PTY LTD SUNSYNK-12K-SG04LP3 | 38 |  |  | PowerPlus Energy Pty Ltd | LiFe4838P | 10 | SUNSYNK AUSTRALIA PTY LTD | SUNSYNK-12K-SG04LP3 | PowerPlus Energy | 2025-05-13
2024-01-08 | HBS9936 | PowerPlus Energy Pty Ltd LiFe4838P (x11) w/ SUNSYNK AUSTRALIA PTY LTD SUNSYNK-12K-SG04LP3 | 41.8 |  |  | PowerPlus Energy Pty Ltd | LiFe4838P | 11 | SUNSYNK AUSTRALIA PTY LTD | SUNSYNK-12K-SG04LP3 | PowerPlus Energy | 2025-05-13
2024-01-08 | HBS9937 | PowerPlus Energy Pty Ltd LiFe4838P (x12) w/ SUNSYNK AUSTRALIA PTY LTD SUNSYNK-12K-SG04LP3 | 45.6 |  |  | PowerPlus Energy Pty Ltd | LiFe4838P | 12 | SUNSYNK AUSTRALIA PTY LTD | SUNSYNK-12K-SG04LP3 | PowerPlus Energy | 2025-05-13
2024-01-08 | HBS9938 | PowerPlus Energy Pty Ltd LiFe4838P (x13) w/ SUNSYNK AUSTRALIA PTY LTD SUNSYNK-12K-SG04LP3 | 49.4 |  |  | PowerPlus Energy Pty Ltd | LiFe4838P | 13 | SUNSYNK AUSTRALIA PTY LTD | SUNSYNK-12K-SG04LP3 | PowerPlus Energy | 2025-05-13
2024-01-08 | HBS9939 | PowerPlus Energy Pty Ltd LiFe4838P (x14) w/ SUNSYNK AUSTRALIA PTY LTD SUNSYNK-12K-SG04LP3 | 53.2 |  |  | PowerPlus Energy Pty Ltd | LiFe4838P | 14 | SUNSYNK AUSTRALIA PTY LTD | SUNSYNK-12K-SG04LP3 | PowerPlus Energy | 2025-05-13
2024-01-08 | HBS9940 | PowerPlus Energy Pty Ltd LiFe4838P (x15) w/ SUNSYNK AUSTRALIA PTY LTD SUNSYNK-12K-SG04LP3 | 57 |  |  | PowerPlus Energy Pty Ltd | LiFe4838P | 15 | SUNSYNK AUSTRALIA PTY LTD | SUNSYNK-12K-SG04LP3 | PowerPlus Energy | 2025-05-13
2024-01-08 | HBS9941 | PowerPlus Energy Pty Ltd LiFe4838P (x16) w/ SUNSYNK AUSTRALIA PTY LTD SUNSYNK-12K-SG04LP3 | 60.8 |  |  | PowerPlus Energy Pty Ltd | LiFe4838P | 16 | SUNSYNK AUSTRALIA PTY LTD | SUNSYNK-12K-SG04LP3 | PowerPlus Energy | 2025-05-13
2024-01-08 | HBS9942 | PowerPlus Energy Pty Ltd LiFe4838P (x17) w/ SUNSYNK AUSTRALIA PTY LTD SUNSYNK-12K-SG04LP3 | 64.6 |  |  | PowerPlus Energy Pty Ltd | LiFe4838P | 17 | SUNSYNK AUSTRALIA PTY LTD | SUNSYNK-12K-SG04LP3 | PowerPlus Energy | 2025-05-13
2024-01-08 | HBS9943 | PowerPlus Energy Pty Ltd LiFe4838P (x18) w/ SUNSYNK AUSTRALIA PTY LTD SUNSYNK-12K-SG04LP3 | 68.4 |  |  | PowerPlus Energy Pty Ltd | LiFe4838P | 18 | SUNSYNK AUSTRALIA PTY LTD | SUNSYNK-12K-SG04LP3 | PowerPlus Energy | 2025-05-13
2024-01-08 | HBS9944 | PowerPlus Energy Pty Ltd LiFe4838P (x19) w/ SUNSYNK AUSTRALIA PTY LTD SUNSYNK-12K-SG04LP3 | 72.2 |  |  | PowerPlus Energy Pty Ltd | LiFe4838P | 19 | SUNSYNK AUSTRALIA PTY LTD | SUNSYNK-12K-SG04LP3 | PowerPlus Energy | 2025-05-13
2024-01-08 | HBS9945 | PowerPlus Energy Pty Ltd LiFe4838P (x20) w/ SUNSYNK AUSTRALIA PTY LTD SUNSYNK-12K-SG04LP3 | 76 |  |  | PowerPlus Energy Pty Ltd | LiFe4838P | 20 | SUNSYNK AUSTRALIA PTY LTD | SUNSYNK-12K-SG04LP3 | PowerPlus Energy | 2025-05-13
2024-01-08 | HBS9946 | PowerPlus Energy Pty Ltd LiFe4838P (x2) w/ SUNSYNK AUSTRALIA PTY LTD SUNSYNK-10K-SG04LP3 | 7.6 |  |  | PowerPlus Energy Pty Ltd | LiFe4838P | 2 | SUNSYNK AUSTRALIA PTY LTD | SUNSYNK-10K-SG04LP3 | PowerPlus Energy | 2025-05-13
2024-01-08 | HBS9947 | PowerPlus Energy Pty Ltd LiFe4838P (x3) w/ SUNSYNK AUSTRALIA PTY LTD SUNSYNK-10K-SG04LP3 | 11.4 |  |  | PowerPlus Energy Pty Ltd | LiFe4838P | 3 | SUNSYNK AUSTRALIA PTY LTD | SUNSYNK-10K-SG04LP3 | PowerPlus Energy | 2025-05-13
2024-01-08 | HBS9948 | PowerPlus Energy Pty Ltd LiFe4838P (x4) w/ SUNSYNK AUSTRALIA PTY LTD SUNSYNK-10K-SG04LP3 | 15.2 |  |  | PowerPlus Energy Pty Ltd | LiFe4838P | 4 | SUNSYNK AUSTRALIA PTY LTD | SUNSYNK-10K-SG04LP3 | PowerPlus Energy | 2025-05-13
2024-01-08 | HBS9949 | PowerPlus Energy Pty Ltd LiFe4838P (x5) w/ SUNSYNK AUSTRALIA PTY LTD SUNSYNK-10K-SG04LP3 | 19 |  |  | PowerPlus Energy Pty Ltd | LiFe4838P | 5 | SUNSYNK AUSTRALIA PTY LTD | SUNSYNK-10K-SG04LP3 | PowerPlus Energy | 2025-05-13
2024-01-08 | HBS9950 | PowerPlus Energy Pty Ltd LiFe4838P (x6) w/ SUNSYNK AUSTRALIA PTY LTD SUNSYNK-10K-SG04LP3 | 22.8 |  |  | PowerPlus Energy Pty Ltd | LiFe4838P | 6 | SUNSYNK AUSTRALIA PTY LTD | SUNSYNK-10K-SG04LP3 | PowerPlus Energy | 2025-05-13
2024-01-08 | HBS9951 | PowerPlus Energy Pty Ltd LiFe4838P (x7) w/ SUNSYNK AUSTRALIA PTY LTD SUNSYNK-10K-SG04LP3 | 26.6 |  |  | PowerPlus Energy Pty Ltd | LiFe4838P | 7 | SUNSYNK AUSTRALIA PTY LTD | SUNSYNK-10K-SG04LP3 | PowerPlus Energy | 2025-05-13
2024-01-08 | HBS9952 | PowerPlus Energy Pty Ltd LiFe4838P (x8) w/ SUNSYNK AUSTRALIA PTY LTD SUNSYNK-10K-SG04LP3 | 30.4 |  |  | PowerPlus Energy Pty Ltd | LiFe4838P | 8 | SUNSYNK AUSTRALIA PTY LTD | SUNSYNK-10K-SG04LP3 | PowerPlus Energy | 2025-05-13
2024-01-08 | HBS9953 | PowerPlus Energy Pty Ltd LiFe4838P (x9) w/ SUNSYNK AUSTRALIA PTY LTD SUNSYNK-10K-SG04LP3 | 34.2 |  |  | PowerPlus Energy Pty Ltd | LiFe4838P | 9 | SUNSYNK AUSTRALIA PTY LTD | SUNSYNK-10K-SG04LP3 | PowerPlus Energy | 2025-05-13
2024-01-08 | HBS9954 | PowerPlus Energy Pty Ltd LiFe4838P (x10) w/ SUNSYNK AUSTRALIA PTY LTD SUNSYNK-10K-SG04LP3 | 38 |  |  | PowerPlus Energy Pty Ltd | LiFe4838P | 10 | SUNSYNK AUSTRALIA PTY LTD | SUNSYNK-10K-SG04LP3 | PowerPlus Energy | 2025-05-13
2024-01-08 | HBS9955 | PowerPlus Energy Pty Ltd LiFe4838P (x11) w/ SUNSYNK AUSTRALIA PTY LTD SUNSYNK-10K-SG04LP3 | 41.8 |  |  | PowerPlus Energy Pty Ltd | LiFe4838P | 11 | SUNSYNK AUSTRALIA PTY LTD | SUNSYNK-10K-SG04LP3 | PowerPlus Energy | 2025-05-13
2024-01-08 | HBS9956 | PowerPlus Energy Pty Ltd LiFe4838P (x12) w/ SUNSYNK AUSTRALIA PTY LTD SUNSYNK-10K-SG04LP3 | 45.6 |  |  | PowerPlus Energy Pty Ltd | LiFe4838P | 12 | SUNSYNK AUSTRALIA PTY LTD | SUNSYNK-10K-SG04LP3 | PowerPlus Energy | 2025-05-13
2024-01-08 | HBS9957 | PowerPlus Energy Pty Ltd LiFe4838P (x13) w/ SUNSYNK AUSTRALIA PTY LTD SUNSYNK-10K-SG04LP3 | 49.4 |  |  | PowerPlus Energy Pty Ltd | LiFe4838P | 13 | SUNSYNK AUSTRALIA PTY LTD | SUNSYNK-10K-SG04LP3 | PowerPlus Energy | 2025-05-13
2024-01-08 | HBS9958 | PowerPlus Energy Pty Ltd LiFe4838P (x14) w/ SUNSYNK AUSTRALIA PTY LTD SUNSYNK-10K-SG04LP3 | 53.2 |  |  | PowerPlus Energy Pty Ltd | LiFe4838P | 14 | SUNSYNK AUSTRALIA PTY LTD | SUNSYNK-10K-SG04LP3 | PowerPlus Energy | 2025-05-13
2024-01-08 | HBS9959 | PowerPlus Energy Pty Ltd LiFe4838P (x15) w/ SUNSYNK AUSTRALIA PTY LTD SUNSYNK-10K-SG04LP3 | 57 |  |  | PowerPlus Energy Pty Ltd | LiFe4838P | 15 | SUNSYNK AUSTRALIA PTY LTD | SUNSYNK-10K-SG04LP3 | PowerPlus Energy | 2025-05-13
2024-01-08 | HBS9960 | PowerPlus Energy Pty Ltd LiFe4838P (x16) w/ SUNSYNK AUSTRALIA PTY LTD SUNSYNK-10K-SG04LP3 | 60.8 |  |  | PowerPlus Energy Pty Ltd | LiFe4838P | 16 | SUNSYNK AUSTRALIA PTY LTD | SUNSYNK-10K-SG04LP3 | PowerPlus Energy | 2025-05-13
2024-01-08 | HBS9961 | PowerPlus Energy Pty Ltd LiFe4838P (x17) w/ SUNSYNK AUSTRALIA PTY LTD SUNSYNK-10K-SG04LP3 | 64.6 |  |  | PowerPlus Energy Pty Ltd | LiFe4838P | 17 | SUNSYNK AUSTRALIA PTY LTD | SUNSYNK-10K-SG04LP3 | PowerPlus Energy | 2025-05-13
2024-01-08 | HBS9962 | PowerPlus Energy Pty Ltd LiFe4838P (x18) w/ SUNSYNK AUSTRALIA PTY LTD SUNSYNK-10K-SG04LP3 | 68.4 |  |  | PowerPlus Energy Pty Ltd | LiFe4838P | 18 | SUNSYNK AUSTRALIA PTY LTD | SUNSYNK-10K-SG04LP3 | PowerPlus Energy | 2025-05-13
2024-01-08 | HBS9963 | PowerPlus Energy Pty Ltd LiFe4838P (x19) w/ SUNSYNK AUSTRALIA PTY LTD SUNSYNK-10K-SG04LP3 | 72.2 |  |  | PowerPlus Energy Pty Ltd | LiFe4838P | 19 | SUNSYNK AUSTRALIA PTY LTD | SUNSYNK-10K-SG04LP3 | PowerPlus Energy | 2025-05-13
2024-01-08 | HBS9964 | PowerPlus Energy Pty Ltd LiFe4838P (x20) w/ SUNSYNK AUSTRALIA PTY LTD SUNSYNK-10K-SG04LP3 | 76 |  |  | PowerPlus Energy Pty Ltd | LiFe4838P | 20 | SUNSYNK AUSTRALIA PTY LTD | SUNSYNK-10K-SG04LP3 | PowerPlus Energy | 2025-05-13
2024-01-08 | HBS9965 | PowerPlus Energy Pty Ltd LiFe4838P (x2) w/ SUNSYNK AUSTRALIA PTY LTD SUNSYNK-8K-SG04LP3 | 7.6 |  |  | PowerPlus Energy Pty Ltd | LiFe4838P | 2 | SUNSYNK AUSTRALIA PTY LTD | SUNSYNK-8K-SG04LP3 | PowerPlus Energy | 2025-05-13
2024-01-08 | HBS9966 | PowerPlus Energy Pty Ltd LiFe4838P (x3) w/ SUNSYNK AUSTRALIA PTY LTD SUNSYNK-8K-SG04LP3 | 11.4 |  |  | PowerPlus Energy Pty Ltd | LiFe4838P | 3 | SUNSYNK AUSTRALIA PTY LTD | SUNSYNK-8K-SG04LP3 | PowerPlus Energy | 2025-05-13
2024-01-08 | HBS9967 | PowerPlus Energy Pty Ltd LiFe4838P (x4) w/ SUNSYNK AUSTRALIA PTY LTD SUNSYNK-8K-SG04LP3 | 15.2 |  |  | PowerPlus Energy Pty Ltd | LiFe4838P | 4 | SUNSYNK AUSTRALIA PTY LTD | SUNSYNK-8K-SG04LP3 | PowerPlus Energy | 2025-05-13
2024-01-08 | HBS9968 | PowerPlus Energy Pty Ltd LiFe4838P (x5) w/ SUNSYNK AUSTRALIA PTY LTD SUNSYNK-8K-SG04LP3 | 19 |  |  | PowerPlus Energy Pty Ltd | LiFe4838P | 5 | SUNSYNK AUSTRALIA PTY LTD | SUNSYNK-8K-SG04LP3 | PowerPlus Energy | 2025-05-13
2024-01-08 | HBS9969 | PowerPlus Energy Pty Ltd LiFe4838P (x6) w/ SUNSYNK AUSTRALIA PTY LTD SUNSYNK-8K-SG04LP3 | 22.8 |  |  | PowerPlus Energy Pty Ltd | LiFe4838P | 6 | SUNSYNK AUSTRALIA PTY LTD | SUNSYNK-8K-SG04LP3 | PowerPlus Energy | 2025-05-13
2024-01-08 | HBS9970 | PowerPlus Energy Pty Ltd LiFe4838P (x7) w/ SUNSYNK AUSTRALIA PTY LTD SUNSYNK-8K-SG04LP3 | 26.6 |  |  | PowerPlus Energy Pty Ltd | LiFe4838P | 7 | SUNSYNK AUSTRALIA PTY LTD | SUNSYNK-8K-SG04LP3 | PowerPlus Energy | 2025-05-13
2024-01-08 | HBS9971 | PowerPlus Energy Pty Ltd LiFe4838P (x8) w/ SUNSYNK AUSTRALIA PTY LTD SUNSYNK-8K-SG04LP3 | 30.4 |  |  | PowerPlus Energy Pty Ltd | LiFe4838P | 8 | SUNSYNK AUSTRALIA PTY LTD | SUNSYNK-8K-SG04LP3 | PowerPlus Energy | 2025-05-13
2024-01-08 | HBS9972 | PowerPlus Energy Pty Ltd LiFe4838P (x9) w/ SUNSYNK AUSTRALIA PTY LTD SUNSYNK-8K-SG04LP3 | 34.2 |  |  | PowerPlus Energy Pty Ltd | LiFe4838P | 9 | SUNSYNK AUSTRALIA PTY LTD | SUNSYNK-8K-SG04LP3 | PowerPlus Energy | 2025-05-13
2024-01-08 | HBS9973 | PowerPlus Energy Pty Ltd LiFe4838P (x10) w/ SUNSYNK AUSTRALIA PTY LTD SUNSYNK-8K-SG04LP3 | 38 |  |  | PowerPlus Energy Pty Ltd | LiFe4838P | 10 | SUNSYNK AUSTRALIA PTY LTD | SUNSYNK-8K-SG04LP3 | PowerPlus Energy | 2025-05-13
2024-01-08 | HBS9974 | PowerPlus Energy Pty Ltd LiFe4838P (x11) w/ SUNSYNK AUSTRALIA PTY LTD SUNSYNK-8K-SG04LP3 | 41.8 |  |  | PowerPlus Energy Pty Ltd | LiFe4838P | 11 | SUNSYNK AUSTRALIA PTY LTD | SUNSYNK-8K-SG04LP3 | PowerPlus Energy | 2025-05-13
2024-01-08 | HBS9975 | PowerPlus Energy Pty Ltd LiFe4838P (x12) w/ SUNSYNK AUSTRALIA PTY LTD SUNSYNK-8K-SG04LP3 | 45.6 |  |  | PowerPlus Energy Pty Ltd | LiFe4838P | 12 | SUNSYNK AUSTRALIA PTY LTD | SUNSYNK-8K-SG04LP3 | PowerPlus Energy | 2025-05-13
2024-01-08 | HBS9976 | PowerPlus Energy Pty Ltd LiFe4838P (x13) w/ SUNSYNK AUSTRALIA PTY LTD SUNSYNK-8K-SG04LP3 | 49.4 |  |  | PowerPlus Energy Pty Ltd | LiFe4838P | 13 | SUNSYNK AUSTRALIA PTY LTD | SUNSYNK-8K-SG04LP3 | PowerPlus Energy | 2025-05-13
2024-01-08 | HBS9977 | PowerPlus Energy Pty Ltd LiFe4838P (x14) w/ SUNSYNK AUSTRALIA PTY LTD SUNSYNK-8K-SG04LP3 | 53.2 |  |  | PowerPlus Energy Pty Ltd | LiFe4838P | 14 | SUNSYNK AUSTRALIA PTY LTD | SUNSYNK-8K-SG04LP3 | PowerPlus Energy | 2025-05-13
2024-01-08 | HBS9978 | PowerPlus Energy Pty Ltd LiFe4838P (x15) w/ SUNSYNK AUSTRALIA PTY LTD SUNSYNK-8K-SG04LP3 | 57 |  |  | PowerPlus Energy Pty Ltd | LiFe4838P | 15 | SUNSYNK AUSTRALIA PTY LTD | SUNSYNK-8K-SG04LP3 | PowerPlus Energy | 2025-05-13
2024-01-08 | HBS9979 | PowerPlus Energy Pty Ltd LiFe4838P (x16) w/ SUNSYNK AUSTRALIA PTY LTD SUNSYNK-8K-SG04LP3 | 60.8 |  |  | PowerPlus Energy Pty Ltd | LiFe4838P | 16 | SUNSYNK AUSTRALIA PTY LTD | SUNSYNK-8K-SG04LP3 | PowerPlus Energy | 2025-05-13
2024-01-08 | HBS9980 | PowerPlus Energy Pty Ltd LiFe4838P (x17) w/ SUNSYNK AUSTRALIA PTY LTD SUNSYNK-8K-SG04LP3 | 64.6 |  |  | PowerPlus Energy Pty Ltd | LiFe4838P | 17 | SUNSYNK AUSTRALIA PTY LTD | SUNSYNK-8K-SG04LP3 | PowerPlus Energy | 2025-05-13
2024-01-08 | HBS9981 | PowerPlus Energy Pty Ltd LiFe4838P (x18) w/ SUNSYNK AUSTRALIA PTY LTD SUNSYNK-8K-SG04LP3 | 68.4 |  |  | PowerPlus Energy Pty Ltd | LiFe4838P | 18 | SUNSYNK AUSTRALIA PTY LTD | SUNSYNK-8K-SG04LP3 | PowerPlus Energy | 2025-05-13
2024-01-08 | HBS9982 | PowerPlus Energy Pty Ltd LiFe4838P (x19) w/ SUNSYNK AUSTRALIA PTY LTD SUNSYNK-8K-SG04LP3 | 72.2 |  |  | PowerPlus Energy Pty Ltd | LiFe4838P | 19 | SUNSYNK AUSTRALIA PTY LTD | SUNSYNK-8K-SG04LP3 | PowerPlus Energy | 2025-05-13
2024-01-08 | HBS9983 | PowerPlus Energy Pty Ltd LiFe4838P (x20) w/ SUNSYNK AUSTRALIA PTY LTD SUNSYNK-8K-SG04LP3 | 76 |  |  | PowerPlus Energy Pty Ltd | LiFe4838P | 20 | SUNSYNK AUSTRALIA PTY LTD | SUNSYNK-8K-SG04LP3 | PowerPlus Energy | 2025-05-13
2024-01-08 | HBS9984 | PowerPlus Energy Pty Ltd LiFe4838P (x2) w/ SUNSYNK AUSTRALIA PTY LTD SUNSYNK-5K-SG04LP1 | 7.6 |  |  | PowerPlus Energy Pty Ltd | LiFe4838P | 2 | SUNSYNK AUSTRALIA PTY LTD | SUNSYNK-5K-SG04LP1 | PowerPlus Energy | 2025-05-13
2024-01-08 | HBS9985 | PowerPlus Energy Pty Ltd LiFe4838P (x3) w/ SUNSYNK AUSTRALIA PTY LTD SUNSYNK-5K-SG04LP1 | 11.4 |  |  | PowerPlus Energy Pty Ltd | LiFe4838P | 3 | SUNSYNK AUSTRALIA PTY LTD | SUNSYNK-5K-SG04LP1 | PowerPlus Energy | 2025-05-13
2024-01-08 | HBS9986 | PowerPlus Energy Pty Ltd LiFe4838P (x4) w/ SUNSYNK AUSTRALIA PTY LTD SUNSYNK-5K-SG04LP1 | 15.2 |  |  | PowerPlus Energy Pty Ltd | LiFe4838P | 4 | SUNSYNK AUSTRALIA PTY LTD | SUNSYNK-5K-SG04LP1 | PowerPlus Energy | 2025-05-13
2024-01-08 | HBS9987 | PowerPlus Energy Pty Ltd LiFe4838P (x5) w/ SUNSYNK AUSTRALIA PTY LTD SUNSYNK-5K-SG04LP1 | 19 |  |  | PowerPlus Energy Pty Ltd | LiFe4838P | 5 | SUNSYNK AUSTRALIA PTY LTD | SUNSYNK-5K-SG04LP1 | PowerPlus Energy | 2025-05-13
2024-01-08 | HBS9988 | PowerPlus Energy Pty Ltd LiFe4838P (x6) w/ SUNSYNK AUSTRALIA PTY LTD SUNSYNK-5K-SG04LP1 | 22.8 |  |  | PowerPlus Energy Pty Ltd | LiFe4838P | 6 | SUNSYNK AUSTRALIA PTY LTD | SUNSYNK-5K-SG04LP1 | PowerPlus Energy | 2025-05-13
2024-01-08 | HBS9989 | PowerPlus Energy Pty Ltd LiFe4838P (x7) w/ SUNSYNK AUSTRALIA PTY LTD SUNSYNK-5K-SG04LP1 | 26.6 |  |  | PowerPlus Energy Pty Ltd | LiFe4838P | 7 | SUNSYNK AUSTRALIA PTY LTD | SUNSYNK-5K-SG04LP1 | PowerPlus Energy | 2025-05-13
2024-01-08 | HBS9990 | PowerPlus Energy Pty Ltd LiFe4838P (x8) w/ SUNSYNK AUSTRALIA PTY LTD SUNSYNK-5K-SG04LP1 | 30.4 |  |  | PowerPlus Energy Pty Ltd | LiFe4838P | 8 | SUNSYNK AUSTRALIA PTY LTD | SUNSYNK-5K-SG04LP1 | PowerPlus Energy | 2025-05-13
2024-01-08 | HBS9991 | PowerPlus Energy Pty Ltd LiFe4838P (x9) w/ SUNSYNK AUSTRALIA PTY LTD SUNSYNK-5K-SG04LP1 | 34.2 |  |  | PowerPlus Energy Pty Ltd | LiFe4838P | 9 | SUNSYNK AUSTRALIA PTY LTD | SUNSYNK-5K-SG04LP1 | PowerPlus Energy | 2025-05-13
2024-01-08 | HBS9992 | PowerPlus Energy Pty Ltd LiFe4838P (x10) w/ SUNSYNK AUSTRALIA PTY LTD SUNSYNK-5K-SG04LP1 | 38 |  |  | PowerPlus Energy Pty Ltd | LiFe4838P | 10 | SUNSYNK AUSTRALIA PTY LTD | SUNSYNK-5K-SG04LP1 | PowerPlus Energy | 2025-05-13
2024-01-08 | HBS9993 | PowerPlus Energy Pty Ltd LiFe4838P (x11) w/ SUNSYNK AUSTRALIA PTY LTD SUNSYNK-5K-SG04LP1 | 41.8 |  |  | PowerPlus Energy Pty Ltd | LiFe4838P | 11 | SUNSYNK AUSTRALIA PTY LTD | SUNSYNK-5K-SG04LP1 | PowerPlus Energy | 2025-05-13
2024-01-08 | HBS9994 | PowerPlus Energy Pty Ltd LiFe4838P (x12) w/ SUNSYNK AUSTRALIA PTY LTD SUNSYNK-5K-SG04LP1 | 45.6 |  |  | PowerPlus Energy Pty Ltd | LiFe4838P | 12 | SUNSYNK AUSTRALIA PTY LTD | SUNSYNK-5K-SG04LP1 | PowerPlus Energy | 2025-05-13
2024-01-08 | HBS9995 | PowerPlus Energy Pty Ltd LiFe4838P (x13) w/ SUNSYNK AUSTRALIA PTY LTD SUNSYNK-5K-SG04LP1 | 49.4 |  |  | PowerPlus Energy Pty Ltd | LiFe4838P | 13 | SUNSYNK AUSTRALIA PTY LTD | SUNSYNK-5K-SG04LP1 | PowerPlus Energy | 2025-05-13
2024-01-08 | HBS9996 | PowerPlus Energy Pty Ltd LiFe4838P (x14) w/ SUNSYNK AUSTRALIA PTY LTD SUNSYNK-5K-SG04LP1 | 53.2 |  |  | PowerPlus Energy Pty Ltd | LiFe4838P | 14 | SUNSYNK AUSTRALIA PTY LTD | SUNSYNK-5K-SG04LP1 | PowerPlus Energy | 2025-05-13
2024-01-08 | HBS9997 | PowerPlus Energy Pty Ltd LiFe4838P (x15) w/ SUNSYNK AUSTRALIA PTY LTD SUNSYNK-5K-SG04LP1 | 57 |  |  | PowerPlus Energy Pty Ltd | LiFe4838P | 15 | SUNSYNK AUSTRALIA PTY LTD | SUNSYNK-5K-SG04LP1 | PowerPlus Energy | 2025-05-13
2024-01-08 | HBS9998 | PowerPlus Energy Pty Ltd LiFe4838P (x16) w/ SUNSYNK AUSTRALIA PTY LTD SUNSYNK-5K-SG04LP1 | 60.8 |  |  | PowerPlus Energy Pty Ltd | LiFe4838P | 16 | SUNSYNK AUSTRALIA PTY LTD | SUNSYNK-5K-SG04LP1 | PowerPlus Energy | 2025-05-13
2024-01-08 | HBS9999 | PowerPlus Energy Pty Ltd LiFe4838P (x17) w/ SUNSYNK AUSTRALIA PTY LTD SUNSYNK-5K-SG04LP1 | 64.6 |  |  | PowerPlus Energy Pty Ltd | LiFe4838P | 17 | SUNSYNK AUSTRALIA PTY LTD | SUNSYNK-5K-SG04LP1 | PowerPlus Energy | 2025-05-13
2024-01-11 | HBS10004 | ESY SUNHOME CO., LTD ESYSUNHOME 10KWH+ (x1) w/ ESY SUNHOME CO., LTD ESYSUNHOME HM6 | 9.728 |  |  | ESY SUNHOME CO., LTD | ESYSUNHOME 10KWH+ | 1 | ESY SUNHOME CO., LTD | ESYSUNHOME HM6 | ESYSUNHOME | 2026-12-19
2024-01-11 | HBS10005 | ESY SUNHOME CO., LTD ESYSUNHOME 15KWH+ (x1) w/ ESY SUNHOME CO., LTD ESYSUNHOME HM6 | 14.592 |  |  | ESY SUNHOME CO., LTD | ESYSUNHOME 15KWH+ | 1 | ESY SUNHOME CO., LTD | ESYSUNHOME HM6 | ESYSUNHOME | 2026-12-19
2024-01-11 | HBS10006 | ESY SUNHOME CO., LTD ESYSUNHOME 20KWH+ (x1) w/ ESY SUNHOME CO., LTD ESYSUNHOME HM6 | 19.456 |  |  | ESY SUNHOME CO., LTD | ESYSUNHOME 20KWH+ | 1 | ESY SUNHOME CO., LTD | ESYSUNHOME HM6 | ESYSUNHOME | 2026-12-19
2024-01-11 | HBS10007 | ESY SUNHOME CO., LTD ESYSUNHOME 25KWH+ (x1) w/ ESY SUNHOME CO., LTD ESYSUNHOME HM6 | 24.32 |  |  | ESY SUNHOME CO., LTD | ESYSUNHOME 25KWH+ | 1 | ESY SUNHOME CO., LTD | ESYSUNHOME HM6 | ESYSUNHOME | 2026-12-19
2024-01-11 | HBS10008 | ESY SUNHOME CO., LTD ESYSUNHOME 30KWH+ (x1) w/ ESY SUNHOME CO., LTD ESYSUNHOME HM6 | 29.184 |  |  | ESY SUNHOME CO., LTD | ESYSUNHOME 30KWH+ | 1 | ESY SUNHOME CO., LTD | ESYSUNHOME HM6 | ESYSUNHOME | 2026-12-19
2024-01-19 | HBS10009 | RedEarth Energy Storage Ltd Troppo-4841 (x2) w/ Ningbo Deye Inverter Technology Co SUN-8K-SG05LP1-AU Deye Solarman / Deye Cloud | 6.56 |  |  | RedEarth Energy Storage Ltd | Troppo-4841 | 2 | Ningbo Deye Inverter Technology Co | SUN-8K-SG05LP1-AU | RedEarth Energy Storage Ltd Troppo-4841 | 2025-09-05
2024-01-19 | HBS10010 | RedEarth Energy Storage Ltd Troppo-4841 (x3) w/ Ningbo Deye Inverter Technology Co SUN-8K-SG05LP1-AU Deye Solarman / Deye Cloud | 9.84 |  |  | RedEarth Energy Storage Ltd | Troppo-4841 | 3 | Ningbo Deye Inverter Technology Co | SUN-8K-SG05LP1-AU | RedEarth Energy Storage Ltd Troppo-4841 | 2025-09-05
2024-01-19 | HBS10011 | RedEarth Energy Storage Ltd Troppo-4841 (x4) w/ Ningbo Deye Inverter Technology Co SUN-8K-SG05LP1-AU Deye Solarman / Deye Cloud | 13.12 |  |  | RedEarth Energy Storage Ltd | Troppo-4841 | 4 | Ningbo Deye Inverter Technology Co | SUN-8K-SG05LP1-AU | RedEarth Energy Storage Ltd Troppo-4841 | 2025-09-05
2024-01-19 | HBS10012 | RedEarth Energy Storage Ltd Troppo-4841 (x5) w/ Ningbo Deye Inverter Technology Co SUN-8K-SG05LP1-AU Deye Solarman / Deye Cloud | 16.4 |  |  | RedEarth Energy Storage Ltd | Troppo-4841 | 5 | Ningbo Deye Inverter Technology Co | SUN-8K-SG05LP1-AU | RedEarth Energy Storage Ltd Troppo-4841 | 2025-09-05
2024-01-19 | HBS10013 | RedEarth Energy Storage Ltd Troppo-4841 (x6) w/ Ningbo Deye Inverter Technology Co SUN-8K-SG05LP1-AU Deye Solarman / Deye Cloud | 19.68 |  |  | RedEarth Energy Storage Ltd | Troppo-4841 | 6 | Ningbo Deye Inverter Technology Co | SUN-8K-SG05LP1-AU | RedEarth Energy Storage Ltd Troppo-4841 | 2025-09-05
2024-01-19 | HBS10014 | RedEarth Energy Storage Ltd Troppo-4841 (x7) w/ Ningbo Deye Inverter Technology Co SUN-8K-SG05LP1-AU Deye Solarman / Deye Cloud | 22.96 |  |  | RedEarth Energy Storage Ltd | Troppo-4841 | 7 | Ningbo Deye Inverter Technology Co | SUN-8K-SG05LP1-AU | RedEarth Energy Storage Ltd Troppo-4841 | 2025-09-05
2024-01-19 | HBS10015 | RedEarth Energy Storage Ltd Troppo-4841 (x8) w/ Ningbo Deye Inverter Technology Co SUN-8K-SG05LP1-AU Deye Solarman / Deye Cloud | 26.24 |  |  | RedEarth Energy Storage Ltd | Troppo-4841 | 8 | Ningbo Deye Inverter Technology Co | SUN-8K-SG05LP1-AU | RedEarth Energy Storage Ltd Troppo-4841 | 2025-09-05
2024-01-19 | HBS10016 | RedEarth Energy Storage Ltd Troppo-4841 (x9) w/ Ningbo Deye Inverter Technology Co SUN-8K-SG05LP1-AU Deye Solarman / Deye Cloud | 29.52 |  |  | RedEarth Energy Storage Ltd | Troppo-4841 | 9 | Ningbo Deye Inverter Technology Co | SUN-8K-SG05LP1-AU | RedEarth Energy Storage Ltd Troppo-4841 | 2025-09-05
2024-01-19 | HBS10017 | RedEarth Energy Storage Ltd Troppo-4841 (x10) w/ Ningbo Deye Inverter Technology Co SUN-8K-SG05LP1-AU Deye Solarman / Deye Cloud | 32.8 |  |  | RedEarth Energy Storage Ltd | Troppo-4841 | 10 | Ningbo Deye Inverter Technology Co | SUN-8K-SG05LP1-AU | RedEarth Energy Storage Ltd Troppo-4841 | 2025-09-05
2024-01-19 | HBS10018 | RedEarth Energy Storage Ltd Troppo-4841 (x11) w/ Ningbo Deye Inverter Technology Co SUN-8K-SG05LP1-AU Deye Solarman / Deye Cloud | 36.08 |  |  | RedEarth Energy Storage Ltd | Troppo-4841 | 11 | Ningbo Deye Inverter Technology Co | SUN-8K-SG05LP1-AU | RedEarth Energy Storage Ltd Troppo-4841 | 2025-09-05
2024-01-19 | HBS10019 | RedEarth Energy Storage Ltd Troppo-4841 (x12) w/ Ningbo Deye Inverter Technology Co SUN-8K-SG05LP1-AU Deye Solarman / Deye Cloud | 39.36 |  |  | RedEarth Energy Storage Ltd | Troppo-4841 | 12 | Ningbo Deye Inverter Technology Co | SUN-8K-SG05LP1-AU | RedEarth Energy Storage Ltd Troppo-4841 | 2025-09-05
2024-01-19 | HBS10020 | RedEarth Energy Storage Ltd Troppo-4841 (x13) w/ Ningbo Deye Inverter Technology Co SUN-8K-SG05LP1-AU Deye Solarman / Deye Cloud | 42.64 |  |  | RedEarth Energy Storage Ltd | Troppo-4841 | 13 | Ningbo Deye Inverter Technology Co | SUN-8K-SG05LP1-AU | RedEarth Energy Storage Ltd Troppo-4841 | 2025-09-05
2024-01-19 | HBS10021 | RedEarth Energy Storage Ltd Troppo-4841 (x14) w/ Ningbo Deye Inverter Technology Co SUN-8K-SG05LP1-AU Deye Solarman / Deye Cloud | 45.92 |  |  | RedEarth Energy Storage Ltd | Troppo-4841 | 14 | Ningbo Deye Inverter Technology Co | SUN-8K-SG05LP1-AU | RedEarth Energy Storage Ltd Troppo-4841 | 2025-09-05
2024-01-19 | HBS10022 | RedEarth Energy Storage Ltd Troppo-4841 (x15) w/ Ningbo Deye Inverter Technology Co SUN-8K-SG05LP1-AU Deye Solarman / Deye Cloud | 49.2 |  |  | RedEarth Energy Storage Ltd | Troppo-4841 | 15 | Ningbo Deye Inverter Technology Co | SUN-8K-SG05LP1-AU | RedEarth Energy Storage Ltd Troppo-4841 | 2025-09-05
2024-01-19 | HBS10023 | RedEarth Energy Storage Ltd Troppo-4841 (x16) w/ Ningbo Deye Inverter Technology Co SUN-8K-SG05LP1-AU Deye Solarman / Deye Cloud | 52.48 |  |  | RedEarth Energy Storage Ltd | Troppo-4841 | 16 | Ningbo Deye Inverter Technology Co | SUN-8K-SG05LP1-AU | RedEarth Energy Storage Ltd Troppo-4841 | 2025-09-05
2024-01-19 | HBS10024 | RedEarth Energy Storage Ltd Troppo-4841 (x17) w/ Ningbo Deye Inverter Technology Co SUN-8K-SG05LP1-AU Deye Solarman / Deye Cloud | 55.76 |  |  | RedEarth Energy Storage Ltd | Troppo-4841 | 17 | Ningbo Deye Inverter Technology Co | SUN-8K-SG05LP1-AU | RedEarth Energy Storage Ltd Troppo-4841 | 2025-09-05
2024-01-19 | HBS10025 | RedEarth Energy Storage Ltd Troppo-4841 (x18) w/ Ningbo Deye Inverter Technology Co SUN-8K-SG05LP1-AU Deye Solarman / Deye Cloud | 59.04 |  |  | RedEarth Energy Storage Ltd | Troppo-4841 | 18 | Ningbo Deye Inverter Technology Co | SUN-8K-SG05LP1-AU | RedEarth Energy Storage Ltd Troppo-4841 | 2025-09-05
2024-01-19 | HBS10026 | RedEarth Energy Storage Ltd Troppo-4841 (x19) w/ Ningbo Deye Inverter Technology Co SUN-8K-SG05LP1-AU Deye Solarman / Deye Cloud | 62.32 |  |  | RedEarth Energy Storage Ltd | Troppo-4841 | 19 | Ningbo Deye Inverter Technology Co | SUN-8K-SG05LP1-AU | RedEarth Energy Storage Ltd Troppo-4841 | 2025-09-05
2024-01-19 | HBS10027 | RedEarth Energy Storage Ltd Troppo-4841 (x20) w/ Ningbo Deye Inverter Technology Co SUN-8K-SG05LP1-AU Deye Solarman / Deye Cloud | 65.6 |  |  | RedEarth Energy Storage Ltd | Troppo-4841 | 20 | Ningbo Deye Inverter Technology Co | SUN-8K-SG05LP1-AU | RedEarth Energy Storage Ltd Troppo-4841 | 2025-09-05
2024-01-19 | HBS10029 | RedEarth Energy Storage Ltd Troppo-4841 (x2) w/ Ningbo Deye Inverter Technology Co SUN-5K-SG04LP1-AU Deye Solarman / Deye Cloud | 6.56 |  |  | RedEarth Energy Storage Ltd | Troppo-4841 | 2 | Ningbo Deye Inverter Technology Co | SUN-5K-SG04LP1-AU | RedEarth Energy Storage Ltd Troppo-4841 | 2025-08-15
2024-01-19 | HBS10030 | RedEarth Energy Storage Ltd Troppo-4841 (x3) w/ Ningbo Deye Inverter Technology Co SUN-5K-SG04LP1-AU Deye Solarman / Deye Cloud | 9.84 |  |  | RedEarth Energy Storage Ltd | Troppo-4841 | 3 | Ningbo Deye Inverter Technology Co | SUN-5K-SG04LP1-AU | RedEarth Energy Storage Ltd Troppo-4841 | 2025-08-15
2024-01-19 | HBS10031 | RedEarth Energy Storage Ltd Troppo-4841 (x4) w/ Ningbo Deye Inverter Technology Co SUN-5K-SG04LP1-AU Deye Solarman / Deye Cloud | 13.12 |  |  | RedEarth Energy Storage Ltd | Troppo-4841 | 4 | Ningbo Deye Inverter Technology Co | SUN-5K-SG04LP1-AU | RedEarth Energy Storage Ltd Troppo-4841 | 2025-08-15
2024-01-19 | HBS10032 | RedEarth Energy Storage Ltd Troppo-4841 (x5) w/ Ningbo Deye Inverter Technology Co SUN-5K-SG04LP1-AU Deye Solarman / Deye Cloud | 16.4 |  |  | RedEarth Energy Storage Ltd | Troppo-4841 | 5 | Ningbo Deye Inverter Technology Co | SUN-5K-SG04LP1-AU | RedEarth Energy Storage Ltd Troppo-4841 | 2025-08-15
2024-01-19 | HBS10033 | RedEarth Energy Storage Ltd Troppo-4841 (x6) w/ Ningbo Deye Inverter Technology Co SUN-5K-SG04LP1-AU Deye Solarman / Deye Cloud | 19.68 |  |  | RedEarth Energy Storage Ltd | Troppo-4841 | 6 | Ningbo Deye Inverter Technology Co | SUN-5K-SG04LP1-AU | RedEarth Energy Storage Ltd Troppo-4841 | 2025-08-15
2024-01-19 | HBS10034 | RedEarth Energy Storage Ltd Troppo-4841 (x7) w/ Ningbo Deye Inverter Technology Co SUN-5K-SG04LP1-AU Deye Solarman / Deye Cloud | 22.96 |  |  | RedEarth Energy Storage Ltd | Troppo-4841 | 7 | Ningbo Deye Inverter Technology Co | SUN-5K-SG04LP1-AU | RedEarth Energy Storage Ltd Troppo-4841 | 2025-08-15
2024-01-19 | HBS10035 | RedEarth Energy Storage Ltd Troppo-4841 (x8) w/ Ningbo Deye Inverter Technology Co SUN-5K-SG04LP1-AU Deye Solarman / Deye Cloud | 26.24 |  |  | RedEarth Energy Storage Ltd | Troppo-4841 | 8 | Ningbo Deye Inverter Technology Co | SUN-5K-SG04LP1-AU | RedEarth Energy Storage Ltd Troppo-4841 | 2025-08-15
2024-01-19 | HBS10036 | RedEarth Energy Storage Ltd Troppo-4841 (x9) w/ Ningbo Deye Inverter Technology Co SUN-5K-SG04LP1-AU Deye Solarman / Deye Cloud | 29.52 |  |  | RedEarth Energy Storage Ltd | Troppo-4841 | 9 | Ningbo Deye Inverter Technology Co | SUN-5K-SG04LP1-AU | RedEarth Energy Storage Ltd Troppo-4841 | 2025-08-15
2024-01-19 | HBS10037 | RedEarth Energy Storage Ltd Troppo-4841 (x10) w/ Ningbo Deye Inverter Technology Co SUN-5K-SG04LP1-AU Deye Solarman / Deye Cloud | 32.8 |  |  | RedEarth Energy Storage Ltd | Troppo-4841 | 10 | Ningbo Deye Inverter Technology Co | SUN-5K-SG04LP1-AU | RedEarth Energy Storage Ltd Troppo-4841 | 2025-08-15
2024-01-19 | HBS10038 | RedEarth Energy Storage Ltd Troppo-4841 (x11) w/ Ningbo Deye Inverter Technology Co SUN-5K-SG04LP1-AU Deye Solarman / Deye Cloud | 36.08 |  |  | RedEarth Energy Storage Ltd | Troppo-4841 | 11 | Ningbo Deye Inverter Technology Co | SUN-5K-SG04LP1-AU | RedEarth Energy Storage Ltd Troppo-4841 | 2025-08-15
2024-01-19 | HBS10039 | RedEarth Energy Storage Ltd Troppo-4841 (x12) w/ Ningbo Deye Inverter Technology Co SUN-5K-SG04LP1-AU Deye Solarman / Deye Cloud | 39.36 |  |  | RedEarth Energy Storage Ltd | Troppo-4841 | 12 | Ningbo Deye Inverter Technology Co | SUN-5K-SG04LP1-AU | RedEarth Energy Storage Ltd Troppo-4841 | 2025-08-15
2024-01-19 | HBS10040 | RedEarth Energy Storage Ltd Troppo-4841 (x13) w/ Ningbo Deye Inverter Technology Co SUN-5K-SG04LP1-AU Deye Solarman / Deye Cloud | 42.64 |  |  | RedEarth Energy Storage Ltd | Troppo-4841 | 13 | Ningbo Deye Inverter Technology Co | SUN-5K-SG04LP1-AU | RedEarth Energy Storage Ltd Troppo-4841 | 2025-08-15
2024-01-19 | HBS10041 | RedEarth Energy Storage Ltd Troppo-4841 (x14) w/ Ningbo Deye Inverter Technology Co SUN-5K-SG04LP1-AU Deye Solarman / Deye Cloud | 45.92 |  |  | RedEarth Energy Storage Ltd | Troppo-4841 | 14 | Ningbo Deye Inverter Technology Co | SUN-5K-SG04LP1-AU | RedEarth Energy Storage Ltd Troppo-4841 | 2025-08-15
2024-01-19 | HBS10042 | RedEarth Energy Storage Ltd Troppo-4841 (x15) w/ Ningbo Deye Inverter Technology Co SUN-5K-SG04LP1-AU Deye Solarman / Deye Cloud | 49.2 |  |  | RedEarth Energy Storage Ltd | Troppo-4841 | 15 | Ningbo Deye Inverter Technology Co | SUN-5K-SG04LP1-AU | RedEarth Energy Storage Ltd Troppo-4841 | 2025-08-15
2024-01-19 | HBS10043 | RedEarth Energy Storage Ltd Troppo-4841 (x16) w/ Ningbo Deye Inverter Technology Co SUN-5K-SG04LP1-AU Deye Solarman / Deye Cloud | 52.48 |  |  | RedEarth Energy Storage Ltd | Troppo-4841 | 16 | Ningbo Deye Inverter Technology Co | SUN-5K-SG04LP1-AU | RedEarth Energy Storage Ltd Troppo-4841 | 2025-08-15
2024-01-19 | HBS10044 | RedEarth Energy Storage Ltd Troppo-4841 (x17) w/ Ningbo Deye Inverter Technology Co SUN-5K-SG04LP1-AU Deye Solarman / Deye Cloud | 55.76 |  |  | RedEarth Energy Storage Ltd | Troppo-4841 | 17 | Ningbo Deye Inverter Technology Co | SUN-5K-SG04LP1-AU | RedEarth Energy Storage Ltd Troppo-4841 | 2025-08-15
2024-01-19 | HBS10045 | RedEarth Energy Storage Ltd Troppo-4841 (x18) w/ Ningbo Deye Inverter Technology Co SUN-5K-SG04LP1-AU Deye Solarman / Deye Cloud | 59.04 |  |  | RedEarth Energy Storage Ltd | Troppo-4841 | 18 | Ningbo Deye Inverter Technology Co | SUN-5K-SG04LP1-AU | RedEarth Energy Storage Ltd Troppo-4841 | 2025-08-15
2024-01-19 | HBS10046 | RedEarth Energy Storage Ltd Troppo-4841 (x19) w/ Ningbo Deye Inverter Technology Co SUN-5K-SG04LP1-AU Deye Solarman / Deye Cloud | 62.32 |  |  | RedEarth Energy Storage Ltd | Troppo-4841 | 19 | Ningbo Deye Inverter Technology Co | SUN-5K-SG04LP1-AU | RedEarth Energy Storage Ltd Troppo-4841 | 2025-08-15
2024-01-19 | HBS10047 | RedEarth Energy Storage Ltd Troppo-4841 (x20) w/ Ningbo Deye Inverter Technology Co SUN-5K-SG04LP1-AU Deye Solarman / Deye Cloud | 65.6 |  |  | RedEarth Energy Storage Ltd | Troppo-4841 | 20 | Ningbo Deye Inverter Technology Co | SUN-5K-SG04LP1-AU | RedEarth Energy Storage Ltd Troppo-4841 | 2025-08-15
2024-01-19 | HBS10049 | RedEarth Energy Storage Ltd Troppo-4841 (x2) w/ Ningbo Deye Inverter Technology Co SUN-6K-SG04LP1-AU Deye Solarman / Deye Cloud | 6.56 |  |  | RedEarth Energy Storage Ltd | Troppo-4841 | 2 | Ningbo Deye Inverter Technology Co | SUN-6K-SG04LP1-AU | RedEarth Energy Storage Ltd Troppo-4841 | 2025-08-15
2024-01-19 | HBS10050 | RedEarth Energy Storage Ltd Troppo-4841 (x3) w/ Ningbo Deye Inverter Technology Co SUN-6K-SG04LP1-AU Deye Solarman / Deye Cloud | 9.84 |  |  | RedEarth Energy Storage Ltd | Troppo-4841 | 3 | Ningbo Deye Inverter Technology Co | SUN-6K-SG04LP1-AU | RedEarth Energy Storage Ltd Troppo-4841 | 2025-08-15
2024-01-19 | HBS10051 | RedEarth Energy Storage Ltd Troppo-4841 (x4) w/ Ningbo Deye Inverter Technology Co SUN-6K-SG04LP1-AU Deye Solarman / Deye Cloud | 13.12 |  |  | RedEarth Energy Storage Ltd | Troppo-4841 | 4 | Ningbo Deye Inverter Technology Co | SUN-6K-SG04LP1-AU | RedEarth Energy Storage Ltd Troppo-4841 | 2025-08-15
2024-01-19 | HBS10052 | RedEarth Energy Storage Ltd Troppo-4841 (x5) w/ Ningbo Deye Inverter Technology Co SUN-6K-SG04LP1-AU Deye Solarman / Deye Cloud | 16.4 |  |  | RedEarth Energy Storage Ltd | Troppo-4841 | 5 | Ningbo Deye Inverter Technology Co | SUN-6K-SG04LP1-AU | RedEarth Energy Storage Ltd Troppo-4841 | 2025-08-15
2024-01-19 | HBS10053 | RedEarth Energy Storage Ltd Troppo-4841 (x6) w/ Ningbo Deye Inverter Technology Co SUN-6K-SG04LP1-AU Deye Solarman / Deye Cloud | 19.68 |  |  | RedEarth Energy Storage Ltd | Troppo-4841 | 6 | Ningbo Deye Inverter Technology Co | SUN-6K-SG04LP1-AU | RedEarth Energy Storage Ltd Troppo-4841 | 2025-08-15
2024-01-19 | HBS10054 | RedEarth Energy Storage Ltd Troppo-4841 (x7) w/ Ningbo Deye Inverter Technology Co SUN-6K-SG04LP1-AU Deye Solarman / Deye Cloud | 22.96 |  |  | RedEarth Energy Storage Ltd | Troppo-4841 | 7 | Ningbo Deye Inverter Technology Co | SUN-6K-SG04LP1-AU | RedEarth Energy Storage Ltd Troppo-4841 | 2025-08-15
2024-01-19 | HBS10055 | RedEarth Energy Storage Ltd Troppo-4841 (x8) w/ Ningbo Deye Inverter Technology Co SUN-6K-SG04LP1-AU Deye Solarman / Deye Cloud | 26.24 |  |  | RedEarth Energy Storage Ltd | Troppo-4841 | 8 | Ningbo Deye Inverter Technology Co | SUN-6K-SG04LP1-AU | RedEarth Energy Storage Ltd Troppo-4841 | 2025-08-15
2024-01-19 | HBS10056 | RedEarth Energy Storage Ltd Troppo-4841 (x9) w/ Ningbo Deye Inverter Technology Co SUN-6K-SG04LP1-AU Deye Solarman / Deye Cloud | 29.52 |  |  | RedEarth Energy Storage Ltd | Troppo-4841 | 9 | Ningbo Deye Inverter Technology Co | SUN-6K-SG04LP1-AU | RedEarth Energy Storage Ltd Troppo-4841 | 2025-08-15
2024-01-19 | HBS10057 | RedEarth Energy Storage Ltd Troppo-4841 (x10) w/ Ningbo Deye Inverter Technology Co SUN-6K-SG04LP1-AU Deye Solarman / Deye Cloud | 32.8 |  |  | RedEarth Energy Storage Ltd | Troppo-4841 | 10 | Ningbo Deye Inverter Technology Co | SUN-6K-SG04LP1-AU | RedEarth Energy Storage Ltd Troppo-4841 | 2025-08-15
2024-01-19 | HBS10058 | RedEarth Energy Storage Ltd Troppo-4841 (x11) w/ Ningbo Deye Inverter Technology Co SUN-6K-SG04LP1-AU Deye Solarman / Deye Cloud | 36.08 |  |  | RedEarth Energy Storage Ltd | Troppo-4841 | 11 | Ningbo Deye Inverter Technology Co | SUN-6K-SG04LP1-AU | RedEarth Energy Storage Ltd Troppo-4841 | 2025-08-15
2024-01-19 | HBS10059 | RedEarth Energy Storage Ltd Troppo-4841 (x12) w/ Ningbo Deye Inverter Technology Co SUN-6K-SG04LP1-AU Deye Solarman / Deye Cloud | 39.36 |  |  | RedEarth Energy Storage Ltd | Troppo-4841 | 12 | Ningbo Deye Inverter Technology Co | SUN-6K-SG04LP1-AU | RedEarth Energy Storage Ltd Troppo-4841 | 2025-08-15
2024-01-19 | HBS10060 | RedEarth Energy Storage Ltd Troppo-4841 (x13) w/ Ningbo Deye Inverter Technology Co SUN-6K-SG04LP1-AU Deye Solarman / Deye Cloud | 42.64 |  |  | RedEarth Energy Storage Ltd | Troppo-4841 | 13 | Ningbo Deye Inverter Technology Co | SUN-6K-SG04LP1-AU | RedEarth Energy Storage Ltd Troppo-4841 | 2025-08-15
2024-01-19 | HBS10061 | RedEarth Energy Storage Ltd Troppo-4841 (x14) w/ Ningbo Deye Inverter Technology Co SUN-6K-SG04LP1-AU Deye Solarman / Deye Cloud | 45.92 |  |  | RedEarth Energy Storage Ltd | Troppo-4841 | 14 | Ningbo Deye Inverter Technology Co | SUN-6K-SG04LP1-AU | RedEarth Energy Storage Ltd Troppo-4841 | 2025-08-15
2024-01-19 | HBS10062 | RedEarth Energy Storage Ltd Troppo-4841 (x15) w/ Ningbo Deye Inverter Technology Co SUN-6K-SG04LP1-AU Deye Solarman / Deye Cloud | 49.2 |  |  | RedEarth Energy Storage Ltd | Troppo-4841 | 15 | Ningbo Deye Inverter Technology Co | SUN-6K-SG04LP1-AU | RedEarth Energy Storage Ltd Troppo-4841 | 2025-08-15
2024-01-19 | HBS10063 | RedEarth Energy Storage Ltd Troppo-4841 (x16) w/ Ningbo Deye Inverter Technology Co SUN-6K-SG04LP1-AU Deye Solarman / Deye Cloud | 52.48 |  |  | RedEarth Energy Storage Ltd | Troppo-4841 | 16 | Ningbo Deye Inverter Technology Co | SUN-6K-SG04LP1-AU | RedEarth Energy Storage Ltd Troppo-4841 | 2025-08-15
2024-01-19 | HBS10064 | RedEarth Energy Storage Ltd Troppo-4841 (x17) w/ Ningbo Deye Inverter Technology Co SUN-6K-SG04LP1-AU Deye Solarman / Deye Cloud | 55.76 |  |  | RedEarth Energy Storage Ltd | Troppo-4841 | 17 | Ningbo Deye Inverter Technology Co | SUN-6K-SG04LP1-AU | RedEarth Energy Storage Ltd Troppo-4841 | 2025-08-15
2024-01-19 | HBS10065 | RedEarth Energy Storage Ltd Troppo-4841 (x18) w/ Ningbo Deye Inverter Technology Co SUN-6K-SG04LP1-AU Deye Solarman / Deye Cloud | 59.04 |  |  | RedEarth Energy Storage Ltd | Troppo-4841 | 18 | Ningbo Deye Inverter Technology Co | SUN-6K-SG04LP1-AU | RedEarth Energy Storage Ltd Troppo-4841 | 2025-08-15
2024-01-19 | HBS10066 | RedEarth Energy Storage Ltd Troppo-4841 (x19) w/ Ningbo Deye Inverter Technology Co SUN-6K-SG04LP1-AU Deye Solarman / Deye Cloud | 62.32 |  |  | RedEarth Energy Storage Ltd | Troppo-4841 | 19 | Ningbo Deye Inverter Technology Co | SUN-6K-SG04LP1-AU | RedEarth Energy Storage Ltd Troppo-4841 | 2025-08-15
2024-01-19 | HBS10067 | RedEarth Energy Storage Ltd Troppo-4841 (x20) w/ Ningbo Deye Inverter Technology Co SUN-6K-SG04LP1-AU Deye Solarman / Deye Cloud | 65.6 |  |  | RedEarth Energy Storage Ltd | Troppo-4841 | 20 | Ningbo Deye Inverter Technology Co | SUN-6K-SG04LP1-AU | RedEarth Energy Storage Ltd Troppo-4841 | 2025-08-15
2024-01-19 | HBS10068 | RedEarth Energy Storage Ltd Troppo-4841 (x2) w/ Ningbo Deye Inverter Technology Co SUN-12K-SG04LP3-AU Deye Solarman / Deye Cloud | 6.56 |  |  | RedEarth Energy Storage Ltd | Troppo-4841 | 2 | Ningbo Deye Inverter Technology Co | SUN-12K-SG04LP3-AU | RedEarth Energy Storage Ltd Troppo-4841 | 2025-04-20
2024-01-19 | HBS10069 | RedEarth Energy Storage Ltd Troppo-4841 (x3) w/ Ningbo Deye Inverter Technology Co SUN-12K-SG04LP3-AU Deye Solarman / Deye Cloud | 9.84 |  |  | RedEarth Energy Storage Ltd | Troppo-4841 | 3 | Ningbo Deye Inverter Technology Co | SUN-12K-SG04LP3-AU | RedEarth Energy Storage Ltd Troppo-4841 | 2025-04-20
2024-01-19 | HBS10070 | RedEarth Energy Storage Ltd Troppo-4841 (x4) w/ Ningbo Deye Inverter Technology Co SUN-12K-SG04LP3-AU Deye Solarman / Deye Cloud | 13.12 |  |  | RedEarth Energy Storage Ltd | Troppo-4841 | 4 | Ningbo Deye Inverter Technology Co | SUN-12K-SG04LP3-AU | RedEarth Energy Storage Ltd Troppo-4841 | 2025-04-20
2024-01-19 | HBS10071 | RedEarth Energy Storage Ltd Troppo-4841 (x5) w/ Ningbo Deye Inverter Technology Co SUN-12K-SG04LP3-AU Deye Solarman / Deye Cloud | 16.4 |  |  | RedEarth Energy Storage Ltd | Troppo-4841 | 5 | Ningbo Deye Inverter Technology Co | SUN-12K-SG04LP3-AU | RedEarth Energy Storage Ltd Troppo-4841 | 2025-04-20
2024-01-19 | HBS10072 | RedEarth Energy Storage Ltd Troppo-4841 (x6) w/ Ningbo Deye Inverter Technology Co SUN-12K-SG04LP3-AU Deye Solarman / Deye Cloud | 19.68 |  |  | RedEarth Energy Storage Ltd | Troppo-4841 | 6 | Ningbo Deye Inverter Technology Co | SUN-12K-SG04LP3-AU | RedEarth Energy Storage Ltd Troppo-4841 | 2025-04-20
2024-01-19 | HBS10073 | RedEarth Energy Storage Ltd Troppo-4841 (x7) w/ Ningbo Deye Inverter Technology Co SUN-12K-SG04LP3-AU Deye Solarman / Deye Cloud | 22.96 |  |  | RedEarth Energy Storage Ltd | Troppo-4841 | 7 | Ningbo Deye Inverter Technology Co | SUN-12K-SG04LP3-AU | RedEarth Energy Storage Ltd Troppo-4841 | 2025-04-20
2024-01-19 | HBS10074 | RedEarth Energy Storage Ltd Troppo-4841 (x8) w/ Ningbo Deye Inverter Technology Co SUN-12K-SG04LP3-AU Deye Solarman / Deye Cloud | 26.24 |  |  | RedEarth Energy Storage Ltd | Troppo-4841 | 8 | Ningbo Deye Inverter Technology Co | SUN-12K-SG04LP3-AU | RedEarth Energy Storage Ltd Troppo-4841 | 2025-04-20
2024-01-19 | HBS10075 | RedEarth Energy Storage Ltd Troppo-4841 (x9) w/ Ningbo Deye Inverter Technology Co SUN-12K-SG04LP3-AU Deye Solarman / Deye Cloud | 29.52 |  |  | RedEarth Energy Storage Ltd | Troppo-4841 | 9 | Ningbo Deye Inverter Technology Co | SUN-12K-SG04LP3-AU | RedEarth Energy Storage Ltd Troppo-4841 | 2025-04-20
2024-01-19 | HBS10076 | RedEarth Energy Storage Ltd Troppo-4841 (x10) w/ Ningbo Deye Inverter Technology Co SUN-12K-SG04LP3-AU Deye Solarman / Deye Cloud | 32.8 |  |  | RedEarth Energy Storage Ltd | Troppo-4841 | 10 | Ningbo Deye Inverter Technology Co | SUN-12K-SG04LP3-AU | RedEarth Energy Storage Ltd Troppo-4841 | 2025-04-20
2024-01-19 | HBS10077 | RedEarth Energy Storage Ltd Troppo-4841 (x11) w/ Ningbo Deye Inverter Technology Co SUN-12K-SG04LP3-AU Deye Solarman / Deye Cloud | 36.08 |  |  | RedEarth Energy Storage Ltd | Troppo-4841 | 11 | Ningbo Deye Inverter Technology Co | SUN-12K-SG04LP3-AU | RedEarth Energy Storage Ltd Troppo-4841 | 2025-04-20
2024-01-19 | HBS10078 | RedEarth Energy Storage Ltd Troppo-4841 (x12) w/ Ningbo Deye Inverter Technology Co SUN-12K-SG04LP3-AU Deye Solarman / Deye Cloud | 39.36 |  |  | RedEarth Energy Storage Ltd | Troppo-4841 | 12 | Ningbo Deye Inverter Technology Co | SUN-12K-SG04LP3-AU | RedEarth Energy Storage Ltd Troppo-4841 | 2025-04-20
2024-01-19 | HBS10079 | RedEarth Energy Storage Ltd Troppo-4841 (x13) w/ Ningbo Deye Inverter Technology Co SUN-12K-SG04LP3-AU Deye Solarman / Deye Cloud | 42.64 |  |  | RedEarth Energy Storage Ltd | Troppo-4841 | 13 | Ningbo Deye Inverter Technology Co | SUN-12K-SG04LP3-AU | RedEarth Energy Storage Ltd Troppo-4841 | 2025-04-20
2024-01-19 | HBS10080 | RedEarth Energy Storage Ltd Troppo-4841 (x14) w/ Ningbo Deye Inverter Technology Co SUN-12K-SG04LP3-AU Deye Solarman / Deye Cloud | 45.92 |  |  | RedEarth Energy Storage Ltd | Troppo-4841 | 14 | Ningbo Deye Inverter Technology Co | SUN-12K-SG04LP3-AU | RedEarth Energy Storage Ltd Troppo-4841 | 2025-04-20
2024-01-19 | HBS10081 | RedEarth Energy Storage Ltd Troppo-4841 (x15) w/ Ningbo Deye Inverter Technology Co SUN-12K-SG04LP3-AU Deye Solarman / Deye Cloud | 49.2 |  |  | RedEarth Energy Storage Ltd | Troppo-4841 | 15 | Ningbo Deye Inverter Technology Co | SUN-12K-SG04LP3-AU | RedEarth Energy Storage Ltd Troppo-4841 | 2025-04-20
2024-01-19 | HBS10082 | RedEarth Energy Storage Ltd Troppo-4841 (x16) w/ Ningbo Deye Inverter Technology Co SUN-12K-SG04LP3-AU Deye Solarman / Deye Cloud | 52.48 |  |  | RedEarth Energy Storage Ltd | Troppo-4841 | 16 | Ningbo Deye Inverter Technology Co | SUN-12K-SG04LP3-AU | RedEarth Energy Storage Ltd Troppo-4841 | 2025-04-20
2024-01-19 | HBS10083 | RedEarth Energy Storage Ltd Troppo-4841 (x17) w/ Ningbo Deye Inverter Technology Co SUN-12K-SG04LP3-AU Deye Solarman / Deye Cloud | 55.76 |  |  | RedEarth Energy Storage Ltd | Troppo-4841 | 17 | Ningbo Deye Inverter Technology Co | SUN-12K-SG04LP3-AU | RedEarth Energy Storage Ltd Troppo-4841 | 2025-04-20
2024-01-19 | HBS10084 | RedEarth Energy Storage Ltd Troppo-4841 (x18) w/ Ningbo Deye Inverter Technology Co SUN-12K-SG04LP3-AU Deye Solarman / Deye Cloud | 59.04 |  |  | RedEarth Energy Storage Ltd | Troppo-4841 | 18 | Ningbo Deye Inverter Technology Co | SUN-12K-SG04LP3-AU | RedEarth Energy Storage Ltd Troppo-4841 | 2025-04-20
2024-01-19 | HBS10085 | RedEarth Energy Storage Ltd Troppo-4841 (x19) w/ Ningbo Deye Inverter Technology Co SUN-12K-SG04LP3-AU Deye Solarman / Deye Cloud | 62.32 |  |  | RedEarth Energy Storage Ltd | Troppo-4841 | 19 | Ningbo Deye Inverter Technology Co | SUN-12K-SG04LP3-AU | RedEarth Energy Storage Ltd Troppo-4841 | 2025-04-20
2024-01-19 | HBS10086 | RedEarth Energy Storage Ltd Troppo-4841 (x20) w/ Ningbo Deye Inverter Technology Co SUN-12K-SG04LP3-AU Deye Solarman / Deye Cloud | 65.6 |  |  | RedEarth Energy Storage Ltd | Troppo-4841 | 20 | Ningbo Deye Inverter Technology Co | SUN-12K-SG04LP3-AU | RedEarth Energy Storage Ltd Troppo-4841 | 2025-04-20
2024-01-29 | HBS10087 | Solax Power Network Technology (Zhe jiang) Co Ltd T-BAT HS7.2 (x1) w/ SolaX X1-Hybrid-3.0-D | 6.5 |  |  | Solax Power Network Technology (Zhe jiang) Co Ltd | T-BAT HS7.2 | 1 | SolaX | X1-Hybrid-3.0-D |  | 2026-09-08
2024-01-29 | HBS10088 | Solax Power Network Technology (Zhe jiang) Co Ltd T-BAT HS10.8 (x1) w/ SolaX X1-Hybrid-3.0-D | 9.9 |  |  | Solax Power Network Technology (Zhe jiang) Co Ltd | T-BAT HS10.8 | 1 | SolaX | X1-Hybrid-3.0-D |  | 2026-09-08
2024-01-29 | HBS10089 | Solax Power Network Technology (Zhe jiang) Co Ltd T-BAT HS14.4 (x1) w/ SolaX X1-Hybrid-3.0-D | 13.3 |  |  | Solax Power Network Technology (Zhe jiang) Co Ltd | T-BAT HS14.4 | 1 | SolaX | X1-Hybrid-3.0-D |  | 2026-09-08
2024-01-29 | HBS10090 | Solax Power Network Technology (Zhe jiang) Co Ltd T-BAT HS18.0 (x1) w/ SolaX X1-Hybrid-3.0-D | 16.5 |  |  | Solax Power Network Technology (Zhe jiang) Co Ltd | T-BAT HS18.0 | 1 | SolaX | X1-Hybrid-3.0-D |  | 2026-09-08
2024-01-29 | HBS10091 | Solax Power Network Technology (Zhe jiang) Co Ltd T-BAT HS21.6 (x1) w/ SolaX X1-Hybrid-3.0-D | 19.8 |  |  | Solax Power Network Technology (Zhe jiang) Co Ltd | T-BAT HS21.6 | 1 | SolaX | X1-Hybrid-3.0-D |  | 2026-09-08
2024-01-29 | HBS10092 | Solax Power Network Technology (Zhe jiang) Co Ltd T-BAT HS25.2 (x1) w/ SolaX X1-Hybrid-3.0-D | 23.2 |  |  | Solax Power Network Technology (Zhe jiang) Co Ltd | T-BAT HS25.2 | 1 | SolaX | X1-Hybrid-3.0-D |  | 2026-09-08
2024-01-29 | HBS10093 | Solax Power Network Technology (Zhe jiang) Co Ltd T-BAT HS28.8 (x1) w/ SolaX X1-Hybrid-3.0-D | 26.4 |  |  | Solax Power Network Technology (Zhe jiang) Co Ltd | T-BAT HS28.8 | 1 | SolaX | X1-Hybrid-3.0-D |  | 2026-09-08
2024-01-29 | HBS10094 | Solax Power Network Technology (Zhe jiang) Co Ltd T-BAT HS7.2 (x1) w/ SolaX X1-Hybrid-3.0-D Chint DDSU666 | 6.5 |  |  | Solax Power Network Technology (Zhe jiang) Co Ltd | T-BAT HS7.2 | 1 | SolaX | X1-Hybrid-3.0-D |  | 2026-09-08
2024-01-29 | HBS10095 | Solax Power Network Technology (Zhe jiang) Co Ltd T-BAT HS10.8 (x1) w/ SolaX X1-Hybrid-3.0-D Chint DDSU666 | 9.9 |  |  | Solax Power Network Technology (Zhe jiang) Co Ltd | T-BAT HS10.8 | 1 | SolaX | X1-Hybrid-3.0-D |  | 2026-09-08
2024-01-29 | HBS10096 | Solax Power Network Technology (Zhe jiang) Co Ltd T-BAT HS14.4 (x1) w/ SolaX X1-Hybrid-3.0-D Chint DDSU666 | 13.3 |  |  | Solax Power Network Technology (Zhe jiang) Co Ltd | T-BAT HS14.4 | 1 | SolaX | X1-Hybrid-3.0-D |  | 2026-09-08
2024-01-29 | HBS10097 | Solax Power Network Technology (Zhe jiang) Co Ltd T-BAT HS18.0 (x1) w/ SolaX X1-Hybrid-3.0-D Chint DDSU666 | 16.5 |  |  | Solax Power Network Technology (Zhe jiang) Co Ltd | T-BAT HS18.0 | 1 | SolaX | X1-Hybrid-3.0-D |  | 2026-09-08
2024-01-29 | HBS10098 | Solax Power Network Technology (Zhe jiang) Co Ltd T-BAT HS21.6 (x1) w/ SolaX X1-Hybrid-3.0-D Chint DDSU666 | 19.8 |  |  | Solax Power Network Technology (Zhe jiang) Co Ltd | T-BAT HS21.6 | 1 | SolaX | X1-Hybrid-3.0-D |  | 2026-09-08
2024-01-29 | HBS10099 | Solax Power Network Technology (Zhe jiang) Co Ltd T-BAT HS25.2 (x1) w/ SolaX X1-Hybrid-3.0-D Chint DDSU666 | 23.2 |  |  | Solax Power Network Technology (Zhe jiang) Co Ltd | T-BAT HS25.2 | 1 | SolaX | X1-Hybrid-3.0-D |  | 2026-09-08
2024-01-29 | HBS10100 | Solax Power Network Technology (Zhe jiang) Co Ltd T-BAT HS28.8 (x1) w/ SolaX X1-Hybrid-3.0-D Chint DDSU666 | 26.4 |  |  | Solax Power Network Technology (Zhe jiang) Co Ltd | T-BAT HS28.8 | 1 | SolaX | X1-Hybrid-3.0-D |  | 2026-09-08
2024-01-29 | HBS10101 | Solax Power Network Technology (Zhe jiang) Co Ltd T-BAT HS7.2 (x1) w/ SolaX X1-Hybrid-3.0-D Chint DDSU666-CT | 6.5 |  |  | Solax Power Network Technology (Zhe jiang) Co Ltd | T-BAT HS7.2 | 1 | SolaX | X1-Hybrid-3.0-D |  | 2026-09-08
2024-01-29 | HBS10102 | Solax Power Network Technology (Zhe jiang) Co Ltd T-BAT HS10.8 (x1) w/ SolaX X1-Hybrid-3.0-D Chint DDSU666-CT | 9.9 |  |  | Solax Power Network Technology (Zhe jiang) Co Ltd | T-BAT HS10.8 | 1 | SolaX | X1-Hybrid-3.0-D |  | 2026-09-08
2024-01-29 | HBS10103 | Solax Power Network Technology (Zhe jiang) Co Ltd T-BAT HS14.4 (x1) w/ SolaX X1-Hybrid-3.0-D Chint DDSU666-CT | 13.3 |  |  | Solax Power Network Technology (Zhe jiang) Co Ltd | T-BAT HS14.4 | 1 | SolaX | X1-Hybrid-3.0-D |  | 2026-09-08
2024-01-29 | HBS10104 | Solax Power Network Technology (Zhe jiang) Co Ltd T-BAT HS18.0 (x1) w/ SolaX X1-Hybrid-3.0-D Chint DDSU666-CT | 16.5 |  |  | Solax Power Network Technology (Zhe jiang) Co Ltd | T-BAT HS18.0 | 1 | SolaX | X1-Hybrid-3.0-D |  | 2026-09-08
2024-01-29 | HBS10105 | Solax Power Network Technology (Zhe jiang) Co Ltd T-BAT HS21.6 (x1) w/ SolaX X1-Hybrid-3.0-D Chint DDSU666-CT | 19.8 |  |  | Solax Power Network Technology (Zhe jiang) Co Ltd | T-BAT HS21.6 | 1 | SolaX | X1-Hybrid-3.0-D |  | 2026-09-08
2024-01-29 | HBS10106 | Solax Power Network Technology (Zhe jiang) Co Ltd T-BAT HS25.2 (x1) w/ SolaX X1-Hybrid-3.0-D Chint DDSU666-CT | 23.2 |  |  | Solax Power Network Technology (Zhe jiang) Co Ltd | T-BAT HS25.2 | 1 | SolaX | X1-Hybrid-3.0-D |  | 2026-09-08
2024-01-29 | HBS10107 | Solax Power Network Technology (Zhe jiang) Co Ltd T-BAT HS28.8 (x1) w/ SolaX X1-Hybrid-3.0-D Chint DDSU666-CT | 26.4 |  |  | Solax Power Network Technology (Zhe jiang) Co Ltd | T-BAT HS28.8 | 1 | SolaX | X1-Hybrid-3.0-D |  | 2026-09-08
2024-01-29 | HBS10108 | Solax Power Network Technology (Zhe jiang) Co Ltd T-BAT HS7.2 (x1) w/ SolaX X1-Hybrid-3.7-D | 6.5 |  |  | Solax Power Network Technology (Zhe jiang) Co Ltd | T-BAT HS7.2 | 1 | SolaX | X1-Hybrid-3.7-D |  | 2026-09-08
2024-01-29 | HBS10109 | Solax Power Network Technology (Zhe jiang) Co Ltd T-BAT HS10.8 (x1) w/ SolaX X1-Hybrid-3.7-D | 9.9 |  |  | Solax Power Network Technology (Zhe jiang) Co Ltd | T-BAT HS10.8 | 1 | SolaX | X1-Hybrid-3.7-D |  | 2026-09-08
2024-01-29 | HBS10110 | Solax Power Network Technology (Zhe jiang) Co Ltd T-BAT HS14.4 (x1) w/ SolaX X1-Hybrid-3.7-D | 13.3 |  |  | Solax Power Network Technology (Zhe jiang) Co Ltd | T-BAT HS14.4 | 1 | SolaX | X1-Hybrid-3.7-D |  | 2026-09-08
2024-01-29 | HBS10111 | Solax Power Network Technology (Zhe jiang) Co Ltd T-BAT HS18.0 (x1) w/ SolaX X1-Hybrid-3.7-D | 16.5 |  |  | Solax Power Network Technology (Zhe jiang) Co Ltd | T-BAT HS18.0 | 1 | SolaX | X1-Hybrid-3.7-D |  | 2026-09-08
2024-01-29 | HBS10112 | Solax Power Network Technology (Zhe jiang) Co Ltd T-BAT HS21.6 (x1) w/ SolaX X1-Hybrid-3.7-D | 19.8 |  |  | Solax Power Network Technology (Zhe jiang) Co Ltd | T-BAT HS21.6 | 1 | SolaX | X1-Hybrid-3.7-D |  | 2026-09-08
2024-01-29 | HBS10113 | Solax Power Network Technology (Zhe jiang) Co Ltd T-BAT HS25.2 (x1) w/ SolaX X1-Hybrid-3.7-D | 23.2 |  |  | Solax Power Network Technology (Zhe jiang) Co Ltd | T-BAT HS25.2 | 1 | SolaX | X1-Hybrid-3.7-D |  | 2026-09-08
2024-01-29 | HBS10114 | Solax Power Network Technology (Zhe jiang) Co Ltd T-BAT HS28.8 (x1) w/ SolaX X1-Hybrid-3.7-D | 26.4 |  |  | Solax Power Network Technology (Zhe jiang) Co Ltd | T-BAT HS28.8 | 1 | SolaX | X1-Hybrid-3.7-D |  | 2026-09-08
2024-01-29 | HBS10115 | Solax Power Network Technology (Zhe jiang) Co Ltd T-BAT HS7.2 (x1) w/ SolaX X1-Hybrid-3.7-D Chint DDSU666 | 6.5 |  |  | Solax Power Network Technology (Zhe jiang) Co Ltd | T-BAT HS7.2 | 1 | SolaX | X1-Hybrid-3.7-D |  | 2026-09-08
2024-01-29 | HBS10116 | Solax Power Network Technology (Zhe jiang) Co Ltd T-BAT HS10.8 (x1) w/ SolaX X1-Hybrid-3.7-D Chint DDSU666 | 9.9 |  |  | Solax Power Network Technology (Zhe jiang) Co Ltd | T-BAT HS10.8 | 1 | SolaX | X1-Hybrid-3.7-D |  | 2026-09-08
2024-01-29 | HBS10117 | Solax Power Network Technology (Zhe jiang) Co Ltd T-BAT HS14.4 (x1) w/ SolaX X1-Hybrid-3.7-D Chint DDSU666 | 13.3 |  |  | Solax Power Network Technology (Zhe jiang) Co Ltd | T-BAT HS14.4 | 1 | SolaX | X1-Hybrid-3.7-D |  | 2026-09-08
2024-01-29 | HBS10118 | Solax Power Network Technology (Zhe jiang) Co Ltd T-BAT HS18.0 (x1) w/ SolaX X1-Hybrid-3.7-D Chint DDSU666 | 16.5 |  |  | Solax Power Network Technology (Zhe jiang) Co Ltd | T-BAT HS18.0 | 1 | SolaX | X1-Hybrid-3.7-D |  | 2026-09-08
2024-01-29 | HBS10119 | Solax Power Network Technology (Zhe jiang) Co Ltd T-BAT HS21.6 (x1) w/ SolaX X1-Hybrid-3.7-D Chint DDSU666 | 19.8 |  |  | Solax Power Network Technology (Zhe jiang) Co Ltd | T-BAT HS21.6 | 1 | SolaX | X1-Hybrid-3.7-D |  | 2026-09-08
2024-01-29 | HBS10120 | Solax Power Network Technology (Zhe jiang) Co Ltd T-BAT HS25.2 (x1) w/ SolaX X1-Hybrid-3.7-D Chint DDSU666 | 23.2 |  |  | Solax Power Network Technology (Zhe jiang) Co Ltd | T-BAT HS25.2 | 1 | SolaX | X1-Hybrid-3.7-D |  | 2026-09-08
2024-01-29 | HBS10121 | Solax Power Network Technology (Zhe jiang) Co Ltd T-BAT HS28.8 (x1) w/ SolaX X1-Hybrid-3.7-D Chint DDSU666 | 26.4 |  |  | Solax Power Network Technology (Zhe jiang) Co Ltd | T-BAT HS28.8 | 1 | SolaX | X1-Hybrid-3.7-D |  | 2026-09-08
2024-01-29 | HBS10122 | Solax Power Network Technology (Zhe jiang) Co Ltd T-BAT HS7.2 (x1) w/ SolaX X1-Hybrid-3.7-D Chint DDSU666-CT | 6.5 |  |  | Solax Power Network Technology (Zhe jiang) Co Ltd | T-BAT HS7.2 | 1 | SolaX | X1-Hybrid-3.7-D |  | 2026-09-08
2024-01-29 | HBS10123 | Solax Power Network Technology (Zhe jiang) Co Ltd T-BAT HS10.8 (x1) w/ SolaX X1-Hybrid-3.7-D Chint DDSU666-CT | 9.9 |  |  | Solax Power Network Technology (Zhe jiang) Co Ltd | T-BAT HS10.8 | 1 | SolaX | X1-Hybrid-3.7-D |  | 2026-09-08
2024-01-29 | HBS10124 | Solax Power Network Technology (Zhe jiang) Co Ltd T-BAT HS14.4 (x1) w/ SolaX X1-Hybrid-3.7-D Chint DDSU666-CT | 13.3 |  |  | Solax Power Network Technology (Zhe jiang) Co Ltd | T-BAT HS14.4 | 1 | SolaX | X1-Hybrid-3.7-D |  | 2026-09-08
2024-01-29 | HBS10125 | Solax Power Network Technology (Zhe jiang) Co Ltd T-BAT HS18.0 (x1) w/ SolaX X1-Hybrid-3.7-D Chint DDSU666-CT | 16.5 |  |  | Solax Power Network Technology (Zhe jiang) Co Ltd | T-BAT HS18.0 | 1 | SolaX | X1-Hybrid-3.7-D |  | 2026-09-08
2024-01-29 | HBS10126 | Solax Power Network Technology (Zhe jiang) Co Ltd T-BAT HS21.6 (x1) w/ SolaX X1-Hybrid-3.7-D Chint DDSU666-CT | 19.8 |  |  | Solax Power Network Technology (Zhe jiang) Co Ltd | T-BAT HS21.6 | 1 | SolaX | X1-Hybrid-3.7-D |  | 2026-09-08
2024-01-29 | HBS10127 | Solax Power Network Technology (Zhe jiang) Co Ltd T-BAT HS25.2 (x1) w/ SolaX X1-Hybrid-3.7-D Chint DDSU666-CT | 23.2 |  |  | Solax Power Network Technology (Zhe jiang) Co Ltd | T-BAT HS25.2 | 1 | SolaX | X1-Hybrid-3.7-D |  | 2026-09-08
2024-01-29 | HBS10128 | Solax Power Network Technology (Zhe jiang) Co Ltd T-BAT HS28.8 (x1) w/ SolaX X1-Hybrid-3.7-D Chint DDSU666-CT | 26.4 |  |  | Solax Power Network Technology (Zhe jiang) Co Ltd | T-BAT HS28.8 | 1 | SolaX | X1-Hybrid-3.7-D |  | 2026-09-08
2024-01-29 | HBS10129 | Solax Power Network Technology (Zhe jiang) Co Ltd T-BAT HS7.2 (x1) w/ SolaX X1-Hybrid-5.0-D | 6.5 |  |  | Solax Power Network Technology (Zhe jiang) Co Ltd | T-BAT HS7.2 | 1 | SolaX | X1-Hybrid-5.0-D |  | 2026-09-08
2024-01-29 | HBS10130 | Solax Power Network Technology (Zhe jiang) Co Ltd T-BAT HS10.8 (x1) w/ SolaX X1-Hybrid-5.0-D | 9.9 |  |  | Solax Power Network Technology (Zhe jiang) Co Ltd | T-BAT HS10.8 | 1 | SolaX | X1-Hybrid-5.0-D |  | 2026-09-08
2024-01-29 | HBS10131 | Solax Power Network Technology (Zhe jiang) Co Ltd T-BAT HS14.4 (x1) w/ SolaX X1-Hybrid-5.0-D | 13.3 |  |  | Solax Power Network Technology (Zhe jiang) Co Ltd | T-BAT HS14.4 | 1 | SolaX | X1-Hybrid-5.0-D |  | 2026-09-08
2024-01-29 | HBS10132 | Solax Power Network Technology (Zhe jiang) Co Ltd T-BAT HS18.0 (x1) w/ SolaX X1-Hybrid-5.0-D | 16.5 |  |  | Solax Power Network Technology (Zhe jiang) Co Ltd | T-BAT HS18.0 | 1 | SolaX | X1-Hybrid-5.0-D |  | 2026-09-08
2024-01-29 | HBS10133 | Solax Power Network Technology (Zhe jiang) Co Ltd T-BAT HS21.6 (x1) w/ SolaX X1-Hybrid-5.0-D | 19.8 |  |  | Solax Power Network Technology (Zhe jiang) Co Ltd | T-BAT HS21.6 | 1 | SolaX | X1-Hybrid-5.0-D |  | 2026-09-08
2024-01-29 | HBS10134 | Solax Power Network Technology (Zhe jiang) Co Ltd T-BAT HS25.2 (x1) w/ SolaX X1-Hybrid-5.0-D | 23.2 |  |  | Solax Power Network Technology (Zhe jiang) Co Ltd | T-BAT HS25.2 | 1 | SolaX | X1-Hybrid-5.0-D |  | 2026-09-08
2024-01-29 | HBS10135 | Solax Power Network Technology (Zhe jiang) Co Ltd T-BAT HS28.8 (x1) w/ SolaX X1-Hybrid-5.0-D | 26.4 |  |  | Solax Power Network Technology (Zhe jiang) Co Ltd | T-BAT HS28.8 | 1 | SolaX | X1-Hybrid-5.0-D |  | 2026-09-08
2024-01-29 | HBS10136 | Solax Power Network Technology (Zhe jiang) Co Ltd T-BAT HS7.2 (x1) w/ SolaX X1-Hybrid-5.0-D Chint DDSU666 | 6.5 |  |  | Solax Power Network Technology (Zhe jiang) Co Ltd | T-BAT HS7.2 | 1 | SolaX | X1-Hybrid-5.0-D |  | 2026-09-08
2024-01-29 | HBS10137 | Solax Power Network Technology (Zhe jiang) Co Ltd T-BAT HS10.8 (x1) w/ SolaX X1-Hybrid-5.0-D Chint DDSU666 | 9.9 |  |  | Solax Power Network Technology (Zhe jiang) Co Ltd | T-BAT HS10.8 | 1 | SolaX | X1-Hybrid-5.0-D |  | 2026-09-08
2024-01-29 | HBS10138 | Solax Power Network Technology (Zhe jiang) Co Ltd T-BAT HS14.4 (x1) w/ SolaX X1-Hybrid-5.0-D Chint DDSU666 | 13.3 |  |  | Solax Power Network Technology (Zhe jiang) Co Ltd | T-BAT HS14.4 | 1 | SolaX | X1-Hybrid-5.0-D |  | 2026-09-08
2024-01-29 | HBS10139 | Solax Power Network Technology (Zhe jiang) Co Ltd T-BAT HS18.0 (x1) w/ SolaX X1-Hybrid-5.0-D Chint DDSU666 | 16.5 |  |  | Solax Power Network Technology (Zhe jiang) Co Ltd | T-BAT HS18.0 | 1 | SolaX | X1-Hybrid-5.0-D |  | 2026-09-08
2024-01-29 | HBS10140 | Solax Power Network Technology (Zhe jiang) Co Ltd T-BAT HS21.6 (x1) w/ SolaX X1-Hybrid-5.0-D Chint DDSU666 | 19.8 |  |  | Solax Power Network Technology (Zhe jiang) Co Ltd | T-BAT HS21.6 | 1 | SolaX | X1-Hybrid-5.0-D |  | 2026-09-08
2024-01-29 | HBS10141 | Solax Power Network Technology (Zhe jiang) Co Ltd T-BAT HS25.2 (x1) w/ SolaX X1-Hybrid-5.0-D Chint DDSU666 | 23.2 |  |  | Solax Power Network Technology (Zhe jiang) Co Ltd | T-BAT HS25.2 | 1 | SolaX | X1-Hybrid-5.0-D |  | 2026-09-08
2024-01-29 | HBS10142 | Solax Power Network Technology (Zhe jiang) Co Ltd T-BAT HS28.8 (x1) w/ SolaX X1-Hybrid-5.0-D Chint DDSU666 | 26.4 |  |  | Solax Power Network Technology (Zhe jiang) Co Ltd | T-BAT HS28.8 | 1 | SolaX | X1-Hybrid-5.0-D |  | 2026-09-08
2024-01-29 | HBS10143 | Solax Power Network Technology (Zhe jiang) Co Ltd T-BAT HS7.2 (x1) w/ SolaX X1-Hybrid-5.0-D Chint DDSU666-CT | 6.5 |  |  | Solax Power Network Technology (Zhe jiang) Co Ltd | T-BAT HS7.2 | 1 | SolaX | X1-Hybrid-5.0-D |  | 2026-09-08
2024-01-29 | HBS10144 | Solax Power Network Technology (Zhe jiang) Co Ltd T-BAT HS10.8 (x1) w/ SolaX X1-Hybrid-5.0-D Chint DDSU666-CT | 9.9 |  |  | Solax Power Network Technology (Zhe jiang) Co Ltd | T-BAT HS10.8 | 1 | SolaX | X1-Hybrid-5.0-D |  | 2026-09-08
2024-01-29 | HBS10145 | Solax Power Network Technology (Zhe jiang) Co Ltd T-BAT HS14.4 (x1) w/ SolaX X1-Hybrid-5.0-D Chint DDSU666-CT | 13.3 |  |  | Solax Power Network Technology (Zhe jiang) Co Ltd | T-BAT HS14.4 | 1 | SolaX | X1-Hybrid-5.0-D |  | 2026-09-08
2024-01-29 | HBS10146 | Solax Power Network Technology (Zhe jiang) Co Ltd T-BAT HS18.0 (x1) w/ SolaX X1-Hybrid-5.0-D Chint DDSU666-CT | 16.5 |  |  | Solax Power Network Technology (Zhe jiang) Co Ltd | T-BAT HS18.0 | 1 | SolaX | X1-Hybrid-5.0-D |  | 2026-09-08
2024-01-29 | HBS10147 | Solax Power Network Technology (Zhe jiang) Co Ltd T-BAT HS21.6 (x1) w/ SolaX X1-Hybrid-5.0-D Chint DDSU666-CT | 19.8 |  |  | Solax Power Network Technology (Zhe jiang) Co Ltd | T-BAT HS21.6 | 1 | SolaX | X1-Hybrid-5.0-D |  | 2026-09-08
2024-01-29 | HBS10148 | Solax Power Network Technology (Zhe jiang) Co Ltd T-BAT HS25.2 (x1) w/ SolaX X1-Hybrid-5.0-D Chint DDSU666-CT | 23.2 |  |  | Solax Power Network Technology (Zhe jiang) Co Ltd | T-BAT HS25.2 | 1 | SolaX | X1-Hybrid-5.0-D |  | 2026-09-08
2024-01-29 | HBS10149 | Solax Power Network Technology (Zhe jiang) Co Ltd T-BAT HS28.8 (x1) w/ SolaX X1-Hybrid-5.0-D Chint DDSU666-CT | 26.4 |  |  | Solax Power Network Technology (Zhe jiang) Co Ltd | T-BAT HS28.8 | 1 | SolaX | X1-Hybrid-5.0-D |  | 2026-09-08
2024-01-29 | HBS10150 | Solax Power Network Technology (Zhe jiang) Co Ltd T-BAT HS7.2 (x1) w/ SolaX X1-Hybrid-6.0-D | 6.5 |  |  | Solax Power Network Technology (Zhe jiang) Co Ltd | T-BAT HS7.2 | 1 | SolaX | X1-Hybrid-6.0-D |  | 2026-09-08
2024-01-29 | HBS10151 | Solax Power Network Technology (Zhe jiang) Co Ltd T-BAT HS10.8 (x1) w/ SolaX X1-Hybrid-6.0-D | 9.9 |  |  | Solax Power Network Technology (Zhe jiang) Co Ltd | T-BAT HS10.8 | 1 | SolaX | X1-Hybrid-6.0-D |  | 2026-09-08
2024-01-29 | HBS10152 | Solax Power Network Technology (Zhe jiang) Co Ltd T-BAT HS14.4 (x1) w/ SolaX X1-Hybrid-6.0-D | 13.3 |  |  | Solax Power Network Technology (Zhe jiang) Co Ltd | T-BAT HS14.4 | 1 | SolaX | X1-Hybrid-6.0-D |  | 2026-09-08
2024-01-29 | HBS10153 | Solax Power Network Technology (Zhe jiang) Co Ltd T-BAT HS18.0 (x1) w/ SolaX X1-Hybrid-6.0-D | 16.5 |  |  | Solax Power Network Technology (Zhe jiang) Co Ltd | T-BAT HS18.0 | 1 | SolaX | X1-Hybrid-6.0-D |  | 2026-09-08
2024-01-29 | HBS10154 | Solax Power Network Technology (Zhe jiang) Co Ltd T-BAT HS21.6 (x1) w/ SolaX X1-Hybrid-6.0-D | 19.8 |  |  | Solax Power Network Technology (Zhe jiang) Co Ltd | T-BAT HS21.6 | 1 | SolaX | X1-Hybrid-6.0-D |  | 2026-09-08
2024-01-29 | HBS10155 | Solax Power Network Technology (Zhe jiang) Co Ltd T-BAT HS25.2 (x1) w/ SolaX X1-Hybrid-6.0-D | 23.2 |  |  | Solax Power Network Technology (Zhe jiang) Co Ltd | T-BAT HS25.2 | 1 | SolaX | X1-Hybrid-6.0-D |  | 2026-09-08
2024-01-29 | HBS10156 | Solax Power Network Technology (Zhe jiang) Co Ltd T-BAT HS28.8 (x1) w/ SolaX X1-Hybrid-6.0-D | 26.4 |  |  | Solax Power Network Technology (Zhe jiang) Co Ltd | T-BAT HS28.8 | 1 | SolaX | X1-Hybrid-6.0-D |  | 2026-09-08
2024-01-29 | HBS10157 | Solax Power Network Technology (Zhe jiang) Co Ltd T-BAT HS7.2 (x1) w/ SolaX X1-Hybrid-6.0-D Chint DDSU666 | 6.5 |  |  | Solax Power Network Technology (Zhe jiang) Co Ltd | T-BAT HS7.2 | 1 | SolaX | X1-Hybrid-6.0-D |  | 2026-09-08
2024-01-29 | HBS10158 | Solax Power Network Technology (Zhe jiang) Co Ltd T-BAT HS10.8 (x1) w/ SolaX X1-Hybrid-6.0-D Chint DDSU666 | 9.9 |  |  | Solax Power Network Technology (Zhe jiang) Co Ltd | T-BAT HS10.8 | 1 | SolaX | X1-Hybrid-6.0-D |  | 2026-09-08
2024-01-29 | HBS10159 | Solax Power Network Technology (Zhe jiang) Co Ltd T-BAT HS14.4 (x1) w/ SolaX X1-Hybrid-6.0-D Chint DDSU666 | 13.3 |  |  | Solax Power Network Technology (Zhe jiang) Co Ltd | T-BAT HS14.4 | 1 | SolaX | X1-Hybrid-6.0-D |  | 2026-09-08
2024-01-29 | HBS10160 | Solax Power Network Technology (Zhe jiang) Co Ltd T-BAT HS18.0 (x1) w/ SolaX X1-Hybrid-6.0-D Chint DDSU666 | 16.5 |  |  | Solax Power Network Technology (Zhe jiang) Co Ltd | T-BAT HS18.0 | 1 | SolaX | X1-Hybrid-6.0-D |  | 2026-09-08
2024-01-29 | HBS10161 | Solax Power Network Technology (Zhe jiang) Co Ltd T-BAT HS21.6 (x1) w/ SolaX X1-Hybrid-6.0-D Chint DDSU666 | 19.8 |  |  | Solax Power Network Technology (Zhe jiang) Co Ltd | T-BAT HS21.6 | 1 | SolaX | X1-Hybrid-6.0-D |  | 2026-09-08
2024-01-29 | HBS10162 | Solax Power Network Technology (Zhe jiang) Co Ltd T-BAT HS25.2 (x1) w/ SolaX X1-Hybrid-6.0-D Chint DDSU666 | 23.2 |  |  | Solax Power Network Technology (Zhe jiang) Co Ltd | T-BAT HS25.2 | 1 | SolaX | X1-Hybrid-6.0-D |  | 2026-09-08
2024-01-29 | HBS10163 | Solax Power Network Technology (Zhe jiang) Co Ltd T-BAT HS28.8 (x1) w/ SolaX X1-Hybrid-6.0-D Chint DDSU666 | 26.4 |  |  | Solax Power Network Technology (Zhe jiang) Co Ltd | T-BAT HS28.8 | 1 | SolaX | X1-Hybrid-6.0-D |  | 2026-09-08
2024-01-29 | HBS10164 | Solax Power Network Technology (Zhe jiang) Co Ltd T-BAT HS7.2 (x1) w/ SolaX X1-Hybrid-6.0-D Chint DDSU666-CT | 6.5 |  |  | Solax Power Network Technology (Zhe jiang) Co Ltd | T-BAT HS7.2 | 1 | SolaX | X1-Hybrid-6.0-D |  | 2026-09-08
2024-01-29 | HBS10165 | Solax Power Network Technology (Zhe jiang) Co Ltd T-BAT HS10.8 (x1) w/ SolaX X1-Hybrid-6.0-D Chint DDSU666-CT | 9.9 |  |  | Solax Power Network Technology (Zhe jiang) Co Ltd | T-BAT HS10.8 | 1 | SolaX | X1-Hybrid-6.0-D |  | 2026-09-08
2024-01-29 | HBS10166 | Solax Power Network Technology (Zhe jiang) Co Ltd T-BAT HS14.4 (x1) w/ SolaX X1-Hybrid-6.0-D Chint DDSU666-CT | 13.3 |  |  | Solax Power Network Technology (Zhe jiang) Co Ltd | T-BAT HS14.4 | 1 | SolaX | X1-Hybrid-6.0-D |  | 2026-09-08
2024-01-29 | HBS10167 | Solax Power Network Technology (Zhe jiang) Co Ltd T-BAT HS18.0 (x1) w/ SolaX X1-Hybrid-6.0-D Chint DDSU666-CT | 16.5 |  |  | Solax Power Network Technology (Zhe jiang) Co Ltd | T-BAT HS18.0 | 1 | SolaX | X1-Hybrid-6.0-D |  | 2026-09-08
2024-01-29 | HBS10168 | Solax Power Network Technology (Zhe jiang) Co Ltd T-BAT HS21.6 (x1) w/ SolaX X1-Hybrid-6.0-D Chint DDSU666-CT | 19.8 |  |  | Solax Power Network Technology (Zhe jiang) Co Ltd | T-BAT HS21.6 | 1 | SolaX | X1-Hybrid-6.0-D |  | 2026-09-08
2024-01-29 | HBS10169 | Solax Power Network Technology (Zhe jiang) Co Ltd T-BAT HS25.2 (x1) w/ SolaX X1-Hybrid-6.0-D Chint DDSU666-CT | 23.2 |  |  | Solax Power Network Technology (Zhe jiang) Co Ltd | T-BAT HS25.2 | 1 | SolaX | X1-Hybrid-6.0-D |  | 2026-09-08
2024-01-29 | HBS10170 | Solax Power Network Technology (Zhe jiang) Co Ltd T-BAT HS28.8 (x1) w/ SolaX X1-Hybrid-6.0-D Chint DDSU666-CT | 26.4 |  |  | Solax Power Network Technology (Zhe jiang) Co Ltd | T-BAT HS28.8 | 1 | SolaX | X1-Hybrid-6.0-D |  | 2026-09-08
2024-01-29 | HBS10171 | Solax Power Network Technology (Zhe jiang) Co Ltd T-BAT HS7.2 (x1) w/ SolaX X1-Hybrid-7.5-D | 6.5 |  |  | Solax Power Network Technology (Zhe jiang) Co Ltd | T-BAT HS7.2 | 1 | SolaX | X1-Hybrid-7.5-D |  | 2026-09-08
2024-01-29 | HBS10172 | Solax Power Network Technology (Zhe jiang) Co Ltd T-BAT HS10.8 (x1) w/ SolaX X1-Hybrid-7.5-D | 9.9 |  |  | Solax Power Network Technology (Zhe jiang) Co Ltd | T-BAT HS10.8 | 1 | SolaX | X1-Hybrid-7.5-D |  | 2026-09-08
2024-01-29 | HBS10173 | Solax Power Network Technology (Zhe jiang) Co Ltd T-BAT HS14.4 (x1) w/ SolaX X1-Hybrid-7.5-D | 13.3 |  |  | Solax Power Network Technology (Zhe jiang) Co Ltd | T-BAT HS14.4 | 1 | SolaX | X1-Hybrid-7.5-D |  | 2026-09-08
2024-01-29 | HBS10174 | Solax Power Network Technology (Zhe jiang) Co Ltd T-BAT HS18.0 (x1) w/ SolaX X1-Hybrid-7.5-D | 16.5 |  |  | Solax Power Network Technology (Zhe jiang) Co Ltd | T-BAT HS18.0 | 1 | SolaX | X1-Hybrid-7.5-D |  | 2026-09-08
2024-01-29 | HBS10175 | Solax Power Network Technology (Zhe jiang) Co Ltd T-BAT HS21.6 (x1) w/ SolaX X1-Hybrid-7.5-D | 19.8 |  |  | Solax Power Network Technology (Zhe jiang) Co Ltd | T-BAT HS21.6 | 1 | SolaX | X1-Hybrid-7.5-D |  | 2026-09-08
2024-01-29 | HBS10176 | Solax Power Network Technology (Zhe jiang) Co Ltd T-BAT HS25.2 (x1) w/ SolaX X1-Hybrid-7.5-D | 23.2 |  |  | Solax Power Network Technology (Zhe jiang) Co Ltd | T-BAT HS25.2 | 1 | SolaX | X1-Hybrid-7.5-D |  | 2026-09-08
2024-01-29 | HBS10177 | Solax Power Network Technology (Zhe jiang) Co Ltd T-BAT HS28.8 (x1) w/ SolaX X1-Hybrid-7.5-D | 26.4 |  |  | Solax Power Network Technology (Zhe jiang) Co Ltd | T-BAT HS28.8 | 1 | SolaX | X1-Hybrid-7.5-D |  | 2026-09-08
2024-01-29 | HBS10178 | Solax Power Network Technology (Zhe jiang) Co Ltd T-BAT HS7.2 (x1) w/ SolaX X1-Hybrid-7.5-D Chint DDSU666 | 6.5 |  |  | Solax Power Network Technology (Zhe jiang) Co Ltd | T-BAT HS7.2 | 1 | SolaX | X1-Hybrid-7.5-D |  | 2026-09-08
2024-01-29 | HBS10179 | Solax Power Network Technology (Zhe jiang) Co Ltd T-BAT HS10.8 (x1) w/ SolaX X1-Hybrid-7.5-D Chint DDSU666 | 9.9 |  |  | Solax Power Network Technology (Zhe jiang) Co Ltd | T-BAT HS10.8 | 1 | SolaX | X1-Hybrid-7.5-D |  | 2026-09-08
2024-01-29 | HBS10180 | Solax Power Network Technology (Zhe jiang) Co Ltd T-BAT HS14.4 (x1) w/ SolaX X1-Hybrid-7.5-D Chint DDSU666 | 13.3 |  |  | Solax Power Network Technology (Zhe jiang) Co Ltd | T-BAT HS14.4 | 1 | SolaX | X1-Hybrid-7.5-D |  | 2026-09-08
2024-01-29 | HBS10181 | Solax Power Network Technology (Zhe jiang) Co Ltd T-BAT HS18.0 (x1) w/ SolaX X1-Hybrid-7.5-D Chint DDSU666 | 16.5 |  |  | Solax Power Network Technology (Zhe jiang) Co Ltd | T-BAT HS18.0 | 1 | SolaX | X1-Hybrid-7.5-D |  | 2026-09-08
2024-01-29 | HBS10182 | Solax Power Network Technology (Zhe jiang) Co Ltd T-BAT HS21.6 (x1) w/ SolaX X1-Hybrid-7.5-D Chint DDSU666 | 19.8 |  |  | Solax Power Network Technology (Zhe jiang) Co Ltd | T-BAT HS21.6 | 1 | SolaX | X1-Hybrid-7.5-D |  | 2026-09-08
2024-01-29 | HBS10183 | Solax Power Network Technology (Zhe jiang) Co Ltd T-BAT HS25.2 (x1) w/ SolaX X1-Hybrid-7.5-D Chint DDSU666 | 23.2 |  |  | Solax Power Network Technology (Zhe jiang) Co Ltd | T-BAT HS25.2 | 1 | SolaX | X1-Hybrid-7.5-D |  | 2026-09-08
2024-01-29 | HBS10184 | Solax Power Network Technology (Zhe jiang) Co Ltd T-BAT HS28.8 (x1) w/ SolaX X1-Hybrid-7.5-D Chint DDSU666 | 26.4 |  |  | Solax Power Network Technology (Zhe jiang) Co Ltd | T-BAT HS28.8 | 1 | SolaX | X1-Hybrid-7.5-D |  | 2026-09-08
2024-01-29 | HBS10185 | Solax Power Network Technology (Zhe jiang) Co Ltd T-BAT HS7.2 (x1) w/ SolaX X1-Hybrid-7.5-D Chint DDSU666-CT | 6.5 |  |  | Solax Power Network Technology (Zhe jiang) Co Ltd | T-BAT HS7.2 | 1 | SolaX | X1-Hybrid-7.5-D |  | 2026-09-08
2024-01-29 | HBS10186 | Solax Power Network Technology (Zhe jiang) Co Ltd T-BAT HS10.8 (x1) w/ SolaX X1-Hybrid-7.5-D Chint DDSU666-CT | 9.9 |  |  | Solax Power Network Technology (Zhe jiang) Co Ltd | T-BAT HS10.8 | 1 | SolaX | X1-Hybrid-7.5-D |  | 2026-09-08
2024-01-29 | HBS10187 | Solax Power Network Technology (Zhe jiang) Co Ltd T-BAT HS14.4 (x1) w/ SolaX X1-Hybrid-7.5-D Chint DDSU666-CT | 13.3 |  |  | Solax Power Network Technology (Zhe jiang) Co Ltd | T-BAT HS14.4 | 1 | SolaX | X1-Hybrid-7.5-D |  | 2026-09-08
2024-01-29 | HBS10188 | Solax Power Network Technology (Zhe jiang) Co Ltd T-BAT HS18.0 (x1) w/ SolaX X1-Hybrid-7.5-D Chint DDSU666-CT | 16.5 |  |  | Solax Power Network Technology (Zhe jiang) Co Ltd | T-BAT HS18.0 | 1 | SolaX | X1-Hybrid-7.5-D |  | 2026-09-08
2024-01-29 | HBS10189 | Solax Power Network Technology (Zhe jiang) Co Ltd T-BAT HS21.6 (x1) w/ SolaX X1-Hybrid-7.5-D Chint DDSU666-CT | 19.8 |  |  | Solax Power Network Technology (Zhe jiang) Co Ltd | T-BAT HS21.6 | 1 | SolaX | X1-Hybrid-7.5-D |  | 2026-09-08
2024-01-29 | HBS10190 | Solax Power Network Technology (Zhe jiang) Co Ltd T-BAT HS25.2 (x1) w/ SolaX X1-Hybrid-7.5-D Chint DDSU666-CT | 23.2 |  |  | Solax Power Network Technology (Zhe jiang) Co Ltd | T-BAT HS25.2 | 1 | SolaX | X1-Hybrid-7.5-D |  | 2026-09-08
2024-01-29 | HBS10191 | Solax Power Network Technology (Zhe jiang) Co Ltd T-BAT HS28.8 (x1) w/ SolaX X1-Hybrid-7.5-D Chint DDSU666-CT | 26.4 |  |  | Solax Power Network Technology (Zhe jiang) Co Ltd | T-BAT HS28.8 | 1 | SolaX | X1-Hybrid-7.5-D |  | 2026-09-08
2024-01-29 | HBS10192 | Solax Power Network Technology (Zhe jiang) Co Ltd T-BAT HS10.8 (x1) w/ SolaX X3-Hybrid-5.0-D | 9.9 |  |  | Solax Power Network Technology (Zhe jiang) Co Ltd | T-BAT HS10.8 | 1 | SolaX | X3-Hybrid-5.0-D |  | 2026-09-08
2024-01-29 | HBS10193 | Solax Power Network Technology (Zhe jiang) Co Ltd T-BAT HS14.4 (x1) w/ SolaX X3-Hybrid-5.0-D | 13.3 |  |  | Solax Power Network Technology (Zhe jiang) Co Ltd | T-BAT HS14.4 | 1 | SolaX | X3-Hybrid-5.0-D |  | 2026-09-08
2024-01-29 | HBS10194 | Solax Power Network Technology (Zhe jiang) Co Ltd T-BAT HS18.0 (x1) w/ SolaX X3-Hybrid-5.0-D | 16.5 |  |  | Solax Power Network Technology (Zhe jiang) Co Ltd | T-BAT HS18.0 | 1 | SolaX | X3-Hybrid-5.0-D |  | 2026-09-08
2024-01-29 | HBS10195 | Solax Power Network Technology (Zhe jiang) Co Ltd T-BAT HS21.6 (x1) w/ SolaX X3-Hybrid-5.0-D | 19.8 |  |  | Solax Power Network Technology (Zhe jiang) Co Ltd | T-BAT HS21.6 | 1 | SolaX | X3-Hybrid-5.0-D |  | 2026-09-08
2024-01-29 | HBS10196 | Solax Power Network Technology (Zhe jiang) Co Ltd T-BAT HS25.2 (x1) w/ SolaX X3-Hybrid-5.0-D | 23.2 |  |  | Solax Power Network Technology (Zhe jiang) Co Ltd | T-BAT HS25.2 | 1 | SolaX | X3-Hybrid-5.0-D |  | 2026-09-08
2024-01-29 | HBS10197 | Solax Power Network Technology (Zhe jiang) Co Ltd T-BAT HS28.8 (x1) w/ SolaX X3-Hybrid-5.0-D | 26.4 |  |  | Solax Power Network Technology (Zhe jiang) Co Ltd | T-BAT HS28.8 | 1 | SolaX | X3-Hybrid-5.0-D |  | 2026-09-08
2024-01-29 | HBS10198 | Solax Power Network Technology (Zhe jiang) Co Ltd T-BAT HS32.4 (x1) w/ SolaX X3-Hybrid-5.0-D | 29.7 |  |  | Solax Power Network Technology (Zhe jiang) Co Ltd | T-BAT HS32.4 | 1 | SolaX | X3-Hybrid-5.0-D |  | 2026-09-08
2024-01-29 | HBS10199 | Solax Power Network Technology (Zhe jiang) Co Ltd T-BAT HS36.0 (x1) w/ SolaX X3-Hybrid-5.0-D | 33.1 |  |  | Solax Power Network Technology (Zhe jiang) Co Ltd | T-BAT HS36.0 | 1 | SolaX | X3-Hybrid-5.0-D |  | 2026-09-08
2024-01-29 | HBS10200 | Solax Power Network Technology (Zhe jiang) Co Ltd T-BAT HS39.6 (x1) w/ SolaX X3-Hybrid-5.0-D | 36.4 |  |  | Solax Power Network Technology (Zhe jiang) Co Ltd | T-BAT HS39.6 | 1 | SolaX | X3-Hybrid-5.0-D |  | 2026-09-08
2024-01-29 | HBS10201 | Solax Power Network Technology (Zhe jiang) Co Ltd T-BAT HS43.2 (x1) w/ SolaX X3-Hybrid-5.0-D | 39.7 |  |  | Solax Power Network Technology (Zhe jiang) Co Ltd | T-BAT HS43.2 | 1 | SolaX | X3-Hybrid-5.0-D |  | 2026-09-08
2024-01-29 | HBS10202 | Solax Power Network Technology (Zhe jiang) Co Ltd T-BAT HS46.8 (x1) w/ SolaX X3-Hybrid-5.0-D | 43.1 |  |  | Solax Power Network Technology (Zhe jiang) Co Ltd | T-BAT HS46.8 | 1 | SolaX | X3-Hybrid-5.0-D |  | 2026-09-08
2024-01-29 | HBS10203 | Solax Power Network Technology (Zhe jiang) Co Ltd T-BAT HS10.8 (x1) w/ SolaX X3-Hybrid-5.0-D Chint DTSU666 | 9.9 |  |  | Solax Power Network Technology (Zhe jiang) Co Ltd | T-BAT HS10.8 | 1 | SolaX | X3-Hybrid-5.0-D |  | 2026-09-08
2024-01-29 | HBS10204 | Solax Power Network Technology (Zhe jiang) Co Ltd T-BAT HS14.4 (x1) w/ SolaX X3-Hybrid-5.0-D Chint DTSU666 | 13.3 |  |  | Solax Power Network Technology (Zhe jiang) Co Ltd | T-BAT HS14.4 | 1 | SolaX | X3-Hybrid-5.0-D |  | 2026-09-08
2024-01-29 | HBS10205 | Solax Power Network Technology (Zhe jiang) Co Ltd T-BAT HS18.0 (x1) w/ SolaX X3-Hybrid-5.0-D Chint DTSU666 | 16.5 |  |  | Solax Power Network Technology (Zhe jiang) Co Ltd | T-BAT HS18.0 | 1 | SolaX | X3-Hybrid-5.0-D |  | 2026-09-08
2024-01-29 | HBS10206 | Solax Power Network Technology (Zhe jiang) Co Ltd T-BAT HS21.6 (x1) w/ SolaX X3-Hybrid-5.0-D Chint DTSU666 | 19.8 |  |  | Solax Power Network Technology (Zhe jiang) Co Ltd | T-BAT HS21.6 | 1 | SolaX | X3-Hybrid-5.0-D |  | 2026-09-08
2024-01-29 | HBS10207 | Solax Power Network Technology (Zhe jiang) Co Ltd T-BAT HS25.2 (x1) w/ SolaX X3-Hybrid-5.0-D Chint DTSU666 | 23.2 |  |  | Solax Power Network Technology (Zhe jiang) Co Ltd | T-BAT HS25.2 | 1 | SolaX | X3-Hybrid-5.0-D |  | 2026-09-08
2024-01-29 | HBS10208 | Solax Power Network Technology (Zhe jiang) Co Ltd T-BAT HS28.8 (x1) w/ SolaX X3-Hybrid-5.0-D Chint DTSU666 | 26.4 |  |  | Solax Power Network Technology (Zhe jiang) Co Ltd | T-BAT HS28.8 | 1 | SolaX | X3-Hybrid-5.0-D |  | 2026-09-08
2024-01-29 | HBS10209 | Solax Power Network Technology (Zhe jiang) Co Ltd T-BAT HS32.4 (x1) w/ SolaX X3-Hybrid-5.0-D Chint DTSU666 | 29.7 |  |  | Solax Power Network Technology (Zhe jiang) Co Ltd | T-BAT HS32.4 | 1 | SolaX | X3-Hybrid-5.0-D |  | 2026-09-08
2024-01-29 | HBS10210 | Solax Power Network Technology (Zhe jiang) Co Ltd T-BAT HS36.0 (x1) w/ SolaX X3-Hybrid-5.0-D Chint DTSU666 | 33.1 |  |  | Solax Power Network Technology (Zhe jiang) Co Ltd | T-BAT HS36.0 | 1 | SolaX | X3-Hybrid-5.0-D |  | 2026-09-08
2024-01-29 | HBS10211 | Solax Power Network Technology (Zhe jiang) Co Ltd T-BAT HS39.6 (x1) w/ SolaX X3-Hybrid-5.0-D Chint DTSU666 | 36.4 |  |  | Solax Power Network Technology (Zhe jiang) Co Ltd | T-BAT HS39.6 | 1 | SolaX | X3-Hybrid-5.0-D |  | 2026-09-08
2024-01-29 | HBS10212 | Solax Power Network Technology (Zhe jiang) Co Ltd T-BAT HS43.2 (x1) w/ SolaX X3-Hybrid-5.0-D Chint DTSU666 | 39.7 |  |  | Solax Power Network Technology (Zhe jiang) Co Ltd | T-BAT HS43.2 | 1 | SolaX | X3-Hybrid-5.0-D |  | 2026-09-08
2024-01-29 | HBS10213 | Solax Power Network Technology (Zhe jiang) Co Ltd T-BAT HS46.8 (x1) w/ SolaX X3-Hybrid-5.0-D Chint DTSU666 | 43.1 |  |  | Solax Power Network Technology (Zhe jiang) Co Ltd | T-BAT HS46.8 | 1 | SolaX | X3-Hybrid-5.0-D |  | 2026-09-08
2024-01-29 | HBS10214 | Solax Power Network Technology (Zhe jiang) Co Ltd T-BAT HS10.8 (x1) w/ SolaX X3-Hybrid-5.0-D Chint DTSU66-CT | 9.9 |  |  | Solax Power Network Technology (Zhe jiang) Co Ltd | T-BAT HS10.8 | 1 | SolaX | X3-Hybrid-5.0-D |  | 2026-09-08
2024-01-29 | HBS10215 | Solax Power Network Technology (Zhe jiang) Co Ltd T-BAT HS14.4 (x1) w/ SolaX X3-Hybrid-5.0-D Chint DTSU66-CT | 13.3 |  |  | Solax Power Network Technology (Zhe jiang) Co Ltd | T-BAT HS14.4 | 1 | SolaX | X3-Hybrid-5.0-D |  | 2026-09-08
2024-01-29 | HBS10216 | Solax Power Network Technology (Zhe jiang) Co Ltd T-BAT HS18.0 (x1) w/ SolaX X3-Hybrid-5.0-D Chint DTSU66-CT | 16.5 |  |  | Solax Power Network Technology (Zhe jiang) Co Ltd | T-BAT HS18.0 | 1 | SolaX | X3-Hybrid-5.0-D |  | 2026-09-08
2024-01-29 | HBS10217 | Solax Power Network Technology (Zhe jiang) Co Ltd T-BAT HS21.6 (x1) w/ SolaX X3-Hybrid-5.0-D Chint DTSU66-CT | 19.8 |  |  | Solax Power Network Technology (Zhe jiang) Co Ltd | T-BAT HS21.6 | 1 | SolaX | X3-Hybrid-5.0-D |  | 2026-09-08
2024-01-29 | HBS10218 | Solax Power Network Technology (Zhe jiang) Co Ltd T-BAT HS25.2 (x1) w/ SolaX X3-Hybrid-5.0-D Chint DTSU66-CT | 23.2 |  |  | Solax Power Network Technology (Zhe jiang) Co Ltd | T-BAT HS25.2 | 1 | SolaX | X3-Hybrid-5.0-D |  | 2026-09-08
2024-01-29 | HBS10219 | Solax Power Network Technology (Zhe jiang) Co Ltd T-BAT HS28.8 (x1) w/ SolaX X3-Hybrid-5.0-D Chint DTSU66-CT | 26.4 |  |  | Solax Power Network Technology (Zhe jiang) Co Ltd | T-BAT HS28.8 | 1 | SolaX | X3-Hybrid-5.0-D |  | 2026-09-08
2024-01-29 | HBS10220 | Solax Power Network Technology (Zhe jiang) Co Ltd T-BAT HS32.4 (x1) w/ SolaX X3-Hybrid-5.0-D Chint DTSU66-CT | 29.7 |  |  | Solax Power Network Technology (Zhe jiang) Co Ltd | T-BAT HS32.4 | 1 | SolaX | X3-Hybrid-5.0-D |  | 2026-09-08
2024-01-29 | HBS10221 | Solax Power Network Technology (Zhe jiang) Co Ltd T-BAT HS36.0 (x1) w/ SolaX X3-Hybrid-5.0-D Chint DTSU66-CT | 33.1 |  |  | Solax Power Network Technology (Zhe jiang) Co Ltd | T-BAT HS36.0 | 1 | SolaX | X3-Hybrid-5.0-D |  | 2026-09-08
2024-01-29 | HBS10222 | Solax Power Network Technology (Zhe jiang) Co Ltd T-BAT HS39.6 (x1) w/ SolaX X3-Hybrid-5.0-D Chint DTSU66-CT | 36.4 |  |  | Solax Power Network Technology (Zhe jiang) Co Ltd | T-BAT HS39.6 | 1 | SolaX | X3-Hybrid-5.0-D |  | 2026-09-08
2024-01-29 | HBS10223 | Solax Power Network Technology (Zhe jiang) Co Ltd T-BAT HS43.2 (x1) w/ SolaX X3-Hybrid-5.0-D Chint DTSU66-CT | 39.7 |  |  | Solax Power Network Technology (Zhe jiang) Co Ltd | T-BAT HS43.2 | 1 | SolaX | X3-Hybrid-5.0-D |  | 2026-09-08
2024-01-29 | HBS10224 | Solax Power Network Technology (Zhe jiang) Co Ltd T-BAT HS46.8 (x1) w/ SolaX X3-Hybrid-5.0-D Chint DTSU66-CT | 43.1 |  |  | Solax Power Network Technology (Zhe jiang) Co Ltd | T-BAT HS46.8 | 1 | SolaX | X3-Hybrid-5.0-D |  | 2026-09-08
2024-01-29 | HBS10225 | Solax Power Network Technology (Zhe jiang) Co Ltd T-BAT HS10.8 (x1) w/ SolaX X3-Hybrid-6.0-D | 9.9 |  |  | Solax Power Network Technology (Zhe jiang) Co Ltd | T-BAT HS10.8 | 1 | SolaX | X3-Hybrid-6.0-D |  | 2026-09-08
2024-01-29 | HBS10226 | Solax Power Network Technology (Zhe jiang) Co Ltd T-BAT HS14.4 (x1) w/ SolaX X3-Hybrid-6.0-D | 13.3 |  |  | Solax Power Network Technology (Zhe jiang) Co Ltd | T-BAT HS14.4 | 1 | SolaX | X3-Hybrid-6.0-D |  | 2026-09-08
2024-01-29 | HBS10227 | Solax Power Network Technology (Zhe jiang) Co Ltd T-BAT HS18.0 (x1) w/ SolaX X3-Hybrid-6.0-D | 16.5 |  |  | Solax Power Network Technology (Zhe jiang) Co Ltd | T-BAT HS18.0 | 1 | SolaX | X3-Hybrid-6.0-D |  | 2026-09-08
2024-01-29 | HBS10228 | Solax Power Network Technology (Zhe jiang) Co Ltd T-BAT HS21.6 (x1) w/ SolaX X3-Hybrid-6.0-D | 19.8 |  |  | Solax Power Network Technology (Zhe jiang) Co Ltd | T-BAT HS21.6 | 1 | SolaX | X3-Hybrid-6.0-D |  | 2026-09-08
2024-01-29 | HBS10229 | Solax Power Network Technology (Zhe jiang) Co Ltd T-BAT HS25.2 (x1) w/ SolaX X3-Hybrid-6.0-D | 23.2 |  |  | Solax Power Network Technology (Zhe jiang) Co Ltd | T-BAT HS25.2 | 1 | SolaX | X3-Hybrid-6.0-D |  | 2026-09-08
2024-01-29 | HBS10230 | Solax Power Network Technology (Zhe jiang) Co Ltd T-BAT HS28.8 (x1) w/ SolaX X3-Hybrid-6.0-D | 26.4 |  |  | Solax Power Network Technology (Zhe jiang) Co Ltd | T-BAT HS28.8 | 1 | SolaX | X3-Hybrid-6.0-D |  | 2026-09-08
2024-01-29 | HBS10231 | Solax Power Network Technology (Zhe jiang) Co Ltd T-BAT HS32.4 (x1) w/ SolaX X3-Hybrid-6.0-D | 29.7 |  |  | Solax Power Network Technology (Zhe jiang) Co Ltd | T-BAT HS32.4 | 1 | SolaX | X3-Hybrid-6.0-D |  | 2026-09-08
2024-01-29 | HBS10232 | Solax Power Network Technology (Zhe jiang) Co Ltd T-BAT HS36.0 (x1) w/ SolaX X3-Hybrid-6.0-D | 33.1 |  |  | Solax Power Network Technology (Zhe jiang) Co Ltd | T-BAT HS36.0 | 1 | SolaX | X3-Hybrid-6.0-D |  | 2026-09-08
2024-01-29 | HBS10233 | Solax Power Network Technology (Zhe jiang) Co Ltd T-BAT HS39.6 (x1) w/ SolaX X3-Hybrid-6.0-D | 36.4 |  |  | Solax Power Network Technology (Zhe jiang) Co Ltd | T-BAT HS39.6 | 1 | SolaX | X3-Hybrid-6.0-D |  | 2026-09-08
2024-01-29 | HBS10234 | Solax Power Network Technology (Zhe jiang) Co Ltd T-BAT HS43.2 (x1) w/ SolaX X3-Hybrid-6.0-D | 39.7 |  |  | Solax Power Network Technology (Zhe jiang) Co Ltd | T-BAT HS43.2 | 1 | SolaX | X3-Hybrid-6.0-D |  | 2026-09-08
2024-01-29 | HBS10235 | Solax Power Network Technology (Zhe jiang) Co Ltd T-BAT HS46.8 (x1) w/ SolaX X3-Hybrid-6.0-D | 43.1 |  |  | Solax Power Network Technology (Zhe jiang) Co Ltd | T-BAT HS46.8 | 1 | SolaX | X3-Hybrid-6.0-D |  | 2026-09-08
2024-01-29 | HBS10236 | Solax Power Network Technology (Zhe jiang) Co Ltd T-BAT HS10.8 (x1) w/ SolaX X3-Hybrid-6.0-D Chint DTSU666 | 9.9 |  |  | Solax Power Network Technology (Zhe jiang) Co Ltd | T-BAT HS10.8 | 1 | SolaX | X3-Hybrid-6.0-D |  | 2026-09-08
2024-01-29 | HBS10237 | Solax Power Network Technology (Zhe jiang) Co Ltd T-BAT HS14.4 (x1) w/ SolaX X3-Hybrid-6.0-D Chint DTSU666 | 13.3 |  |  | Solax Power Network Technology (Zhe jiang) Co Ltd | T-BAT HS14.4 | 1 | SolaX | X3-Hybrid-6.0-D |  | 2026-09-08
2024-01-29 | HBS10238 | Solax Power Network Technology (Zhe jiang) Co Ltd T-BAT HS18.0 (x1) w/ SolaX X3-Hybrid-6.0-D Chint DTSU666 | 16.5 |  |  | Solax Power Network Technology (Zhe jiang) Co Ltd | T-BAT HS18.0 | 1 | SolaX | X3-Hybrid-6.0-D |  | 2026-09-08
2024-01-29 | HBS10239 | Solax Power Network Technology (Zhe jiang) Co Ltd T-BAT HS21.6 (x1) w/ SolaX X3-Hybrid-6.0-D Chint DTSU666 | 19.8 |  |  | Solax Power Network Technology (Zhe jiang) Co Ltd | T-BAT HS21.6 | 1 | SolaX | X3-Hybrid-6.0-D |  | 2026-09-08
2024-01-29 | HBS10240 | Solax Power Network Technology (Zhe jiang) Co Ltd T-BAT HS25.2 (x1) w/ SolaX X3-Hybrid-6.0-D Chint DTSU666 | 23.2 |  |  | Solax Power Network Technology (Zhe jiang) Co Ltd | T-BAT HS25.2 | 1 | SolaX | X3-Hybrid-6.0-D |  | 2026-09-08
2024-01-29 | HBS10241 | Solax Power Network Technology (Zhe jiang) Co Ltd T-BAT HS28.8 (x1) w/ SolaX X3-Hybrid-6.0-D Chint DTSU666 | 26.4 |  |  | Solax Power Network Technology (Zhe jiang) Co Ltd | T-BAT HS28.8 | 1 | SolaX | X3-Hybrid-6.0-D |  | 2026-09-08
2024-01-29 | HBS10242 | Solax Power Network Technology (Zhe jiang) Co Ltd T-BAT HS32.4 (x1) w/ SolaX X3-Hybrid-6.0-D Chint DTSU666 | 29.7 |  |  | Solax Power Network Technology (Zhe jiang) Co Ltd | T-BAT HS32.4 | 1 | SolaX | X3-Hybrid-6.0-D |  | 2026-09-08
2024-01-29 | HBS10243 | Solax Power Network Technology (Zhe jiang) Co Ltd T-BAT HS36.0 (x1) w/ SolaX X3-Hybrid-6.0-D Chint DTSU666 | 33.1 |  |  | Solax Power Network Technology (Zhe jiang) Co Ltd | T-BAT HS36.0 | 1 | SolaX | X3-Hybrid-6.0-D |  | 2026-09-08
2024-01-29 | HBS10244 | Solax Power Network Technology (Zhe jiang) Co Ltd T-BAT HS39.6 (x1) w/ SolaX X3-Hybrid-6.0-D Chint DTSU666 | 36.4 |  |  | Solax Power Network Technology (Zhe jiang) Co Ltd | T-BAT HS39.6 | 1 | SolaX | X3-Hybrid-6.0-D |  | 2026-09-08
2024-01-29 | HBS10245 | Solax Power Network Technology (Zhe jiang) Co Ltd T-BAT HS43.2 (x1) w/ SolaX X3-Hybrid-6.0-D Chint DTSU666 | 39.7 |  |  | Solax Power Network Technology (Zhe jiang) Co Ltd | T-BAT HS43.2 | 1 | SolaX | X3-Hybrid-6.0-D |  | 2026-09-08
2024-01-29 | HBS10246 | Solax Power Network Technology (Zhe jiang) Co Ltd T-BAT HS46.8 (x1) w/ SolaX X3-Hybrid-6.0-D Chint DTSU666 | 43.1 |  |  | Solax Power Network Technology (Zhe jiang) Co Ltd | T-BAT HS46.8 | 1 | SolaX | X3-Hybrid-6.0-D |  | 2026-09-08
2024-01-29 | HBS10247 | Solax Power Network Technology (Zhe jiang) Co Ltd T-BAT HS10.8 (x1) w/ SolaX X3-Hybrid-6.0-D Chint DTSU66-CT | 9.9 |  |  | Solax Power Network Technology (Zhe jiang) Co Ltd | T-BAT HS10.8 | 1 | SolaX | X3-Hybrid-6.0-D |  | 2026-09-08
2024-01-29 | HBS10248 | Solax Power Network Technology (Zhe jiang) Co Ltd T-BAT HS14.4 (x1) w/ SolaX X3-Hybrid-6.0-D Chint DTSU66-CT | 13.3 |  |  | Solax Power Network Technology (Zhe jiang) Co Ltd | T-BAT HS14.4 | 1 | SolaX | X3-Hybrid-6.0-D |  | 2026-09-08
2024-01-29 | HBS10249 | Solax Power Network Technology (Zhe jiang) Co Ltd T-BAT HS18.0 (x1) w/ SolaX X3-Hybrid-6.0-D Chint DTSU66-CT | 16.5 |  |  | Solax Power Network Technology (Zhe jiang) Co Ltd | T-BAT HS18.0 | 1 | SolaX | X3-Hybrid-6.0-D |  | 2026-09-08
2024-01-29 | HBS10250 | Solax Power Network Technology (Zhe jiang) Co Ltd T-BAT HS21.6 (x1) w/ SolaX X3-Hybrid-6.0-D Chint DTSU66-CT | 19.8 |  |  | Solax Power Network Technology (Zhe jiang) Co Ltd | T-BAT HS21.6 | 1 | SolaX | X3-Hybrid-6.0-D |  | 2026-09-08
2024-01-29 | HBS10251 | Solax Power Network Technology (Zhe jiang) Co Ltd T-BAT HS25.2 (x1) w/ SolaX X3-Hybrid-6.0-D Chint DTSU66-CT | 23.2 |  |  | Solax Power Network Technology (Zhe jiang) Co Ltd | T-BAT HS25.2 | 1 | SolaX | X3-Hybrid-6.0-D |  | 2026-09-08
2024-01-29 | HBS10252 | Solax Power Network Technology (Zhe jiang) Co Ltd T-BAT HS28.8 (x1) w/ SolaX X3-Hybrid-6.0-D Chint DTSU66-CT | 26.4 |  |  | Solax Power Network Technology (Zhe jiang) Co Ltd | T-BAT HS28.8 | 1 | SolaX | X3-Hybrid-6.0-D |  | 2026-09-08
2024-01-29 | HBS10253 | Solax Power Network Technology (Zhe jiang) Co Ltd T-BAT HS32.4 (x1) w/ SolaX X3-Hybrid-6.0-D Chint DTSU66-CT | 29.7 |  |  | Solax Power Network Technology (Zhe jiang) Co Ltd | T-BAT HS32.4 | 1 | SolaX | X3-Hybrid-6.0-D |  | 2026-09-08
2024-01-29 | HBS10254 | Solax Power Network Technology (Zhe jiang) Co Ltd T-BAT HS36.0 (x1) w/ SolaX X3-Hybrid-6.0-D Chint DTSU66-CT | 33.1 |  |  | Solax Power Network Technology (Zhe jiang) Co Ltd | T-BAT HS36.0 | 1 | SolaX | X3-Hybrid-6.0-D |  | 2026-09-08
2024-01-29 | HBS10255 | Solax Power Network Technology (Zhe jiang) Co Ltd T-BAT HS39.6 (x1) w/ SolaX X3-Hybrid-6.0-D Chint DTSU66-CT | 36.4 |  |  | Solax Power Network Technology (Zhe jiang) Co Ltd | T-BAT HS39.6 | 1 | SolaX | X3-Hybrid-6.0-D |  | 2026-09-08
2024-01-29 | HBS10256 | Solax Power Network Technology (Zhe jiang) Co Ltd T-BAT HS43.2 (x1) w/ SolaX X3-Hybrid-6.0-D Chint DTSU66-CT | 39.7 |  |  | Solax Power Network Technology (Zhe jiang) Co Ltd | T-BAT HS43.2 | 1 | SolaX | X3-Hybrid-6.0-D |  | 2026-09-08
2024-01-29 | HBS10257 | Solax Power Network Technology (Zhe jiang) Co Ltd T-BAT HS46.8 (x1) w/ SolaX X3-Hybrid-6.0-D Chint DTSU66-CT | 43.1 |  |  | Solax Power Network Technology (Zhe jiang) Co Ltd | T-BAT HS46.8 | 1 | SolaX | X3-Hybrid-6.0-D |  | 2026-09-08
2024-01-29 | HBS10258 | Solax Power Network Technology (Zhe jiang) Co Ltd T-BAT HS10.8 (x1) w/ SolaX X3-Hybrid-8.0-D | 9.9 |  |  | Solax Power Network Technology (Zhe jiang) Co Ltd | T-BAT HS10.8 | 1 | SolaX | X3-Hybrid-8.0-D |  | 2026-09-08
2024-01-29 | HBS10259 | Solax Power Network Technology (Zhe jiang) Co Ltd T-BAT HS14.4 (x1) w/ SolaX X3-Hybrid-8.0-D | 13.3 |  |  | Solax Power Network Technology (Zhe jiang) Co Ltd | T-BAT HS14.4 | 1 | SolaX | X3-Hybrid-8.0-D |  | 2026-09-08
2024-01-29 | HBS10260 | Solax Power Network Technology (Zhe jiang) Co Ltd T-BAT HS18.0 (x1) w/ SolaX X3-Hybrid-8.0-D | 16.5 |  |  | Solax Power Network Technology (Zhe jiang) Co Ltd | T-BAT HS18.0 | 1 | SolaX | X3-Hybrid-8.0-D |  | 2026-09-08
2024-01-29 | HBS10261 | Solax Power Network Technology (Zhe jiang) Co Ltd T-BAT HS21.6 (x1) w/ SolaX X3-Hybrid-8.0-D | 19.8 |  |  | Solax Power Network Technology (Zhe jiang) Co Ltd | T-BAT HS21.6 | 1 | SolaX | X3-Hybrid-8.0-D |  | 2026-09-08
2024-01-29 | HBS10262 | Solax Power Network Technology (Zhe jiang) Co Ltd T-BAT HS25.2 (x1) w/ SolaX X3-Hybrid-8.0-D | 23.2 |  |  | Solax Power Network Technology (Zhe jiang) Co Ltd | T-BAT HS25.2 | 1 | SolaX | X3-Hybrid-8.0-D |  | 2026-09-08
2024-01-29 | HBS10263 | Solax Power Network Technology (Zhe jiang) Co Ltd T-BAT HS28.8 (x1) w/ SolaX X3-Hybrid-8.0-D | 26.4 |  |  | Solax Power Network Technology (Zhe jiang) Co Ltd | T-BAT HS28.8 | 1 | SolaX | X3-Hybrid-8.0-D |  | 2026-09-08
2024-01-29 | HBS10264 | Solax Power Network Technology (Zhe jiang) Co Ltd T-BAT HS32.4 (x1) w/ SolaX X3-Hybrid-8.0-D | 29.7 |  |  | Solax Power Network Technology (Zhe jiang) Co Ltd | T-BAT HS32.4 | 1 | SolaX | X3-Hybrid-8.0-D |  | 2026-09-08
2024-01-29 | HBS10265 | Solax Power Network Technology (Zhe jiang) Co Ltd T-BAT HS36.0 (x1) w/ SolaX X3-Hybrid-8.0-D | 33.1 |  |  | Solax Power Network Technology (Zhe jiang) Co Ltd | T-BAT HS36.0 | 1 | SolaX | X3-Hybrid-8.0-D |  | 2026-09-08
2024-01-29 | HBS10266 | Solax Power Network Technology (Zhe jiang) Co Ltd T-BAT HS39.6 (x1) w/ SolaX X3-Hybrid-8.0-D | 36.4 |  |  | Solax Power Network Technology (Zhe jiang) Co Ltd | T-BAT HS39.6 | 1 | SolaX | X3-Hybrid-8.0-D |  | 2026-09-08
2024-01-29 | HBS10267 | Solax Power Network Technology (Zhe jiang) Co Ltd T-BAT HS43.2 (x1) w/ SolaX X3-Hybrid-8.0-D | 39.7 |  |  | Solax Power Network Technology (Zhe jiang) Co Ltd | T-BAT HS43.2 | 1 | SolaX | X3-Hybrid-8.0-D |  | 2026-09-08
2024-01-29 | HBS10268 | Solax Power Network Technology (Zhe jiang) Co Ltd T-BAT HS46.8 (x1) w/ SolaX X3-Hybrid-8.0-D | 43.1 |  |  | Solax Power Network Technology (Zhe jiang) Co Ltd | T-BAT HS46.8 | 1 | SolaX | X3-Hybrid-8.0-D |  | 2026-09-08
2024-01-29 | HBS10269 | Solax Power Network Technology (Zhe jiang) Co Ltd T-BAT HS10.8 (x1) w/ SolaX X3-Hybrid-8.0-D Chint DTSU666 | 9.9 |  |  | Solax Power Network Technology (Zhe jiang) Co Ltd | T-BAT HS10.8 | 1 | SolaX | X3-Hybrid-8.0-D |  | 2026-09-08
2024-01-29 | HBS10270 | Solax Power Network Technology (Zhe jiang) Co Ltd T-BAT HS14.4 (x1) w/ SolaX X3-Hybrid-8.0-D Chint DTSU666 | 13.3 |  |  | Solax Power Network Technology (Zhe jiang) Co Ltd | T-BAT HS14.4 | 1 | SolaX | X3-Hybrid-8.0-D |  | 2026-09-08
2024-01-29 | HBS10271 | Solax Power Network Technology (Zhe jiang) Co Ltd T-BAT HS18.0 (x1) w/ SolaX X3-Hybrid-8.0-D Chint DTSU666 | 16.5 |  |  | Solax Power Network Technology (Zhe jiang) Co Ltd | T-BAT HS18.0 | 1 | SolaX | X3-Hybrid-8.0-D |  | 2026-09-08
2024-01-29 | HBS10272 | Solax Power Network Technology (Zhe jiang) Co Ltd T-BAT HS21.6 (x1) w/ SolaX X3-Hybrid-8.0-D Chint DTSU666 | 19.8 |  |  | Solax Power Network Technology (Zhe jiang) Co Ltd | T-BAT HS21.6 | 1 | SolaX | X3-Hybrid-8.0-D |  | 2026-09-08
2024-01-29 | HBS10273 | Solax Power Network Technology (Zhe jiang) Co Ltd T-BAT HS25.2 (x1) w/ SolaX X3-Hybrid-8.0-D Chint DTSU666 | 23.2 |  |  | Solax Power Network Technology (Zhe jiang) Co Ltd | T-BAT HS25.2 | 1 | SolaX | X3-Hybrid-8.0-D |  | 2026-09-08
2024-01-29 | HBS10274 | Solax Power Network Technology (Zhe jiang) Co Ltd T-BAT HS28.8 (x1) w/ SolaX X3-Hybrid-8.0-D Chint DTSU666 | 26.4 |  |  | Solax Power Network Technology (Zhe jiang) Co Ltd | T-BAT HS28.8 | 1 | SolaX | X3-Hybrid-8.0-D |  | 2026-09-08
2024-01-29 | HBS10275 | Solax Power Network Technology (Zhe jiang) Co Ltd T-BAT HS32.4 (x1) w/ SolaX X3-Hybrid-8.0-D Chint DTSU666 | 29.7 |  |  | Solax Power Network Technology (Zhe jiang) Co Ltd | T-BAT HS32.4 | 1 | SolaX | X3-Hybrid-8.0-D |  | 2026-09-08
2024-01-29 | HBS10276 | Solax Power Network Technology (Zhe jiang) Co Ltd T-BAT HS36.0 (x1) w/ SolaX X3-Hybrid-8.0-D Chint DTSU666 | 33.1 |  |  | Solax Power Network Technology (Zhe jiang) Co Ltd | T-BAT HS36.0 | 1 | SolaX | X3-Hybrid-8.0-D |  | 2026-09-08
2024-01-29 | HBS10277 | Solax Power Network Technology (Zhe jiang) Co Ltd T-BAT HS39.6 (x1) w/ SolaX X3-Hybrid-8.0-D Chint DTSU666 | 36.4 |  |  | Solax Power Network Technology (Zhe jiang) Co Ltd | T-BAT HS39.6 | 1 | SolaX | X3-Hybrid-8.0-D |  | 2026-09-08
2024-01-29 | HBS10278 | Solax Power Network Technology (Zhe jiang) Co Ltd T-BAT HS43.2 (x1) w/ SolaX X3-Hybrid-8.0-D Chint DTSU666 | 39.7 |  |  | Solax Power Network Technology (Zhe jiang) Co Ltd | T-BAT HS43.2 | 1 | SolaX | X3-Hybrid-8.0-D |  | 2026-09-08
2024-01-29 | HBS10279 | Solax Power Network Technology (Zhe jiang) Co Ltd T-BAT HS46.8 (x1) w/ SolaX X3-Hybrid-8.0-D Chint DTSU666 | 43.1 |  |  | Solax Power Network Technology (Zhe jiang) Co Ltd | T-BAT HS46.8 | 1 | SolaX | X3-Hybrid-8.0-D |  | 2026-09-08
2024-01-29 | HBS10280 | Solax Power Network Technology (Zhe jiang) Co Ltd T-BAT HS10.8 (x1) w/ SolaX X3-Hybrid-8.0-D Chint DTSU66-CT | 9.9 |  |  | Solax Power Network Technology (Zhe jiang) Co Ltd | T-BAT HS10.8 | 1 | SolaX | X3-Hybrid-8.0-D |  | 2026-09-08
2024-01-29 | HBS10281 | Solax Power Network Technology (Zhe jiang) Co Ltd T-BAT HS14.4 (x1) w/ SolaX X3-Hybrid-8.0-D Chint DTSU66-CT | 13.3 |  |  | Solax Power Network Technology (Zhe jiang) Co Ltd | T-BAT HS14.4 | 1 | SolaX | X3-Hybrid-8.0-D |  | 2026-09-08
2024-01-29 | HBS10282 | Solax Power Network Technology (Zhe jiang) Co Ltd T-BAT HS18.0 (x1) w/ SolaX X3-Hybrid-8.0-D Chint DTSU66-CT | 16.5 |  |  | Solax Power Network Technology (Zhe jiang) Co Ltd | T-BAT HS18.0 | 1 | SolaX | X3-Hybrid-8.0-D |  | 2026-09-08
2024-01-29 | HBS10283 | Solax Power Network Technology (Zhe jiang) Co Ltd T-BAT HS21.6 (x1) w/ SolaX X3-Hybrid-8.0-D Chint DTSU66-CT | 19.8 |  |  | Solax Power Network Technology (Zhe jiang) Co Ltd | T-BAT HS21.6 | 1 | SolaX | X3-Hybrid-8.0-D |  | 2026-09-08
2024-01-29 | HBS10284 | Solax Power Network Technology (Zhe jiang) Co Ltd T-BAT HS25.2 (x1) w/ SolaX X3-Hybrid-8.0-D Chint DTSU66-CT | 23.2 |  |  | Solax Power Network Technology (Zhe jiang) Co Ltd | T-BAT HS25.2 | 1 | SolaX | X3-Hybrid-8.0-D |  | 2026-09-08
2024-01-29 | HBS10285 | Solax Power Network Technology (Zhe jiang) Co Ltd T-BAT HS28.8 (x1) w/ SolaX X3-Hybrid-8.0-D Chint DTSU66-CT | 26.4 |  |  | Solax Power Network Technology (Zhe jiang) Co Ltd | T-BAT HS28.8 | 1 | SolaX | X3-Hybrid-8.0-D |  | 2026-09-08
2024-01-29 | HBS10286 | Solax Power Network Technology (Zhe jiang) Co Ltd T-BAT HS32.4 (x1) w/ SolaX X3-Hybrid-8.0-D Chint DTSU66-CT | 29.7 |  |  | Solax Power Network Technology (Zhe jiang) Co Ltd | T-BAT HS32.4 | 1 | SolaX | X3-Hybrid-8.0-D |  | 2026-09-08
2024-01-29 | HBS10287 | Solax Power Network Technology (Zhe jiang) Co Ltd T-BAT HS36.0 (x1) w/ SolaX X3-Hybrid-8.0-D Chint DTSU66-CT | 33.1 |  |  | Solax Power Network Technology (Zhe jiang) Co Ltd | T-BAT HS36.0 | 1 | SolaX | X3-Hybrid-8.0-D |  | 2026-09-08
2024-01-29 | HBS10288 | Solax Power Network Technology (Zhe jiang) Co Ltd T-BAT HS39.6 (x1) w/ SolaX X3-Hybrid-8.0-D Chint DTSU66-CT | 36.4 |  |  | Solax Power Network Technology (Zhe jiang) Co Ltd | T-BAT HS39.6 | 1 | SolaX | X3-Hybrid-8.0-D |  | 2026-09-08
2024-01-29 | HBS10289 | Solax Power Network Technology (Zhe jiang) Co Ltd T-BAT HS43.2 (x1) w/ SolaX X3-Hybrid-8.0-D Chint DTSU66-CT | 39.7 |  |  | Solax Power Network Technology (Zhe jiang) Co Ltd | T-BAT HS43.2 | 1 | SolaX | X3-Hybrid-8.0-D |  | 2026-09-08
2024-01-29 | HBS10290 | Solax Power Network Technology (Zhe jiang) Co Ltd T-BAT HS46.8 (x1) w/ SolaX X3-Hybrid-8.0-D Chint DTSU66-CT | 43.1 |  |  | Solax Power Network Technology (Zhe jiang) Co Ltd | T-BAT HS46.8 | 1 | SolaX | X3-Hybrid-8.0-D |  | 2026-09-08
2024-01-29 | HBS10291 | Solax Power Network Technology (Zhe jiang) Co Ltd T-BAT HS10.8 (x1) w/ SolaX X3-Hybrid-10.0-D | 9.9 |  |  | Solax Power Network Technology (Zhe jiang) Co Ltd | T-BAT HS10.8 | 1 | SolaX | X3-Hybrid-10.0-D |  | 2026-09-08
2024-01-29 | HBS10292 | Solax Power Network Technology (Zhe jiang) Co Ltd T-BAT HS14.4 (x1) w/ SolaX X3-Hybrid-10.0-D | 13.3 |  |  | Solax Power Network Technology (Zhe jiang) Co Ltd | T-BAT HS14.4 | 1 | SolaX | X3-Hybrid-10.0-D |  | 2026-09-08
2024-01-29 | HBS10293 | Solax Power Network Technology (Zhe jiang) Co Ltd T-BAT HS18.0 (x1) w/ SolaX X3-Hybrid-10.0-D | 16.5 |  |  | Solax Power Network Technology (Zhe jiang) Co Ltd | T-BAT HS18.0 | 1 | SolaX | X3-Hybrid-10.0-D |  | 2026-09-08
2024-01-29 | HBS10294 | Solax Power Network Technology (Zhe jiang) Co Ltd T-BAT HS21.6 (x1) w/ SolaX X3-Hybrid-10.0-D | 19.8 |  |  | Solax Power Network Technology (Zhe jiang) Co Ltd | T-BAT HS21.6 | 1 | SolaX | X3-Hybrid-10.0-D |  | 2026-09-08
2024-01-29 | HBS10295 | Solax Power Network Technology (Zhe jiang) Co Ltd T-BAT HS25.2 (x1) w/ SolaX X3-Hybrid-10.0-D | 23.2 |  |  | Solax Power Network Technology (Zhe jiang) Co Ltd | T-BAT HS25.2 | 1 | SolaX | X3-Hybrid-10.0-D |  | 2026-09-08
2024-01-29 | HBS10296 | Solax Power Network Technology (Zhe jiang) Co Ltd T-BAT HS28.8 (x1) w/ SolaX X3-Hybrid-10.0-D | 26.4 |  |  | Solax Power Network Technology (Zhe jiang) Co Ltd | T-BAT HS28.8 | 1 | SolaX | X3-Hybrid-10.0-D |  | 2026-09-08
2024-01-29 | HBS10297 | Solax Power Network Technology (Zhe jiang) Co Ltd T-BAT HS32.4 (x1) w/ SolaX X3-Hybrid-10.0-D | 29.7 |  |  | Solax Power Network Technology (Zhe jiang) Co Ltd | T-BAT HS32.4 | 1 | SolaX | X3-Hybrid-10.0-D |  | 2026-09-08
2024-01-29 | HBS10298 | Solax Power Network Technology (Zhe jiang) Co Ltd T-BAT HS36.0 (x1) w/ SolaX X3-Hybrid-10.0-D | 33.1 |  |  | Solax Power Network Technology (Zhe jiang) Co Ltd | T-BAT HS36.0 | 1 | SolaX | X3-Hybrid-10.0-D |  | 2026-09-08
2024-01-29 | HBS10299 | Solax Power Network Technology (Zhe jiang) Co Ltd T-BAT HS39.6 (x1) w/ SolaX X3-Hybrid-10.0-D | 36.4 |  |  | Solax Power Network Technology (Zhe jiang) Co Ltd | T-BAT HS39.6 | 1 | SolaX | X3-Hybrid-10.0-D |  | 2026-09-08
2024-01-29 | HBS10300 | Solax Power Network Technology (Zhe jiang) Co Ltd T-BAT HS43.2 (x1) w/ SolaX X3-Hybrid-10.0-D | 39.7 |  |  | Solax Power Network Technology (Zhe jiang) Co Ltd | T-BAT HS43.2 | 1 | SolaX | X3-Hybrid-10.0-D |  | 2026-09-08
2024-01-29 | HBS10301 | Solax Power Network Technology (Zhe jiang) Co Ltd T-BAT HS46.8 (x1) w/ SolaX X3-Hybrid-10.0-D | 43.1 |  |  | Solax Power Network Technology (Zhe jiang) Co Ltd | T-BAT HS46.8 | 1 | SolaX | X3-Hybrid-10.0-D |  | 2026-09-08
2024-01-29 | HBS10302 | Solax Power Network Technology (Zhe jiang) Co Ltd T-BAT HS10.8 (x1) w/ SolaX X3-Hybrid-10.0-D Chint DTSU666 | 9.9 |  |  | Solax Power Network Technology (Zhe jiang) Co Ltd | T-BAT HS10.8 | 1 | SolaX | X3-Hybrid-10.0-D |  | 2026-09-08
2024-01-29 | HBS10303 | Solax Power Network Technology (Zhe jiang) Co Ltd T-BAT HS14.4 (x1) w/ SolaX X3-Hybrid-10.0-D Chint DTSU666 | 13.3 |  |  | Solax Power Network Technology (Zhe jiang) Co Ltd | T-BAT HS14.4 | 1 | SolaX | X3-Hybrid-10.0-D |  | 2026-09-08
2024-01-29 | HBS10304 | Solax Power Network Technology (Zhe jiang) Co Ltd T-BAT HS18.0 (x1) w/ SolaX X3-Hybrid-10.0-D Chint DTSU666 | 16.5 |  |  | Solax Power Network Technology (Zhe jiang) Co Ltd | T-BAT HS18.0 | 1 | SolaX | X3-Hybrid-10.0-D |  | 2026-09-08
2024-01-29 | HBS10305 | Solax Power Network Technology (Zhe jiang) Co Ltd T-BAT HS21.6 (x1) w/ SolaX X3-Hybrid-10.0-D Chint DTSU666 | 19.8 |  |  | Solax Power Network Technology (Zhe jiang) Co Ltd | T-BAT HS21.6 | 1 | SolaX | X3-Hybrid-10.0-D |  | 2026-09-08
2024-01-29 | HBS10306 | Solax Power Network Technology (Zhe jiang) Co Ltd T-BAT HS25.2 (x1) w/ SolaX X3-Hybrid-10.0-D Chint DTSU666 | 23.2 |  |  | Solax Power Network Technology (Zhe jiang) Co Ltd | T-BAT HS25.2 | 1 | SolaX | X3-Hybrid-10.0-D |  | 2026-09-08
2024-01-29 | HBS10307 | Solax Power Network Technology (Zhe jiang) Co Ltd T-BAT HS28.8 (x1) w/ SolaX X3-Hybrid-10.0-D Chint DTSU666 | 26.4 |  |  | Solax Power Network Technology (Zhe jiang) Co Ltd | T-BAT HS28.8 | 1 | SolaX | X3-Hybrid-10.0-D |  | 2026-09-08
2024-01-29 | HBS10308 | Solax Power Network Technology (Zhe jiang) Co Ltd T-BAT HS32.4 (x1) w/ SolaX X3-Hybrid-10.0-D Chint DTSU666 | 29.7 |  |  | Solax Power Network Technology (Zhe jiang) Co Ltd | T-BAT HS32.4 | 1 | SolaX | X3-Hybrid-10.0-D |  | 2026-09-08
2024-01-29 | HBS10309 | Solax Power Network Technology (Zhe jiang) Co Ltd T-BAT HS36.0 (x1) w/ SolaX X3-Hybrid-10.0-D Chint DTSU666 | 33.1 |  |  | Solax Power Network Technology (Zhe jiang) Co Ltd | T-BAT HS36.0 | 1 | SolaX | X3-Hybrid-10.0-D |  | 2026-09-08
2024-01-29 | HBS10310 | Solax Power Network Technology (Zhe jiang) Co Ltd T-BAT HS39.6 (x1) w/ SolaX X3-Hybrid-10.0-D Chint DTSU666 | 36.4 |  |  | Solax Power Network Technology (Zhe jiang) Co Ltd | T-BAT HS39.6 | 1 | SolaX | X3-Hybrid-10.0-D |  | 2026-09-08
2024-01-29 | HBS10311 | Solax Power Network Technology (Zhe jiang) Co Ltd T-BAT HS43.2 (x1) w/ SolaX X3-Hybrid-10.0-D Chint DTSU666 | 39.7 |  |  | Solax Power Network Technology (Zhe jiang) Co Ltd | T-BAT HS43.2 | 1 | SolaX | X3-Hybrid-10.0-D |  | 2026-09-08
2024-01-29 | HBS10312 | Solax Power Network Technology (Zhe jiang) Co Ltd T-BAT HS46.8 (x1) w/ SolaX X3-Hybrid-10.0-D Chint DTSU666 | 43.1 |  |  | Solax Power Network Technology (Zhe jiang) Co Ltd | T-BAT HS46.8 | 1 | SolaX | X3-Hybrid-10.0-D |  | 2026-09-08
2024-01-29 | HBS10313 | Solax Power Network Technology (Zhe jiang) Co Ltd T-BAT HS10.8 (x1) w/ SolaX X3-Hybrid-10.0-D Chint DTSU66-CT | 9.9 |  |  | Solax Power Network Technology (Zhe jiang) Co Ltd | T-BAT HS10.8 | 1 | SolaX | X3-Hybrid-10.0-D |  | 2026-09-08
2024-01-29 | HBS10314 | Solax Power Network Technology (Zhe jiang) Co Ltd T-BAT HS14.4 (x1) w/ SolaX X3-Hybrid-10.0-D Chint DTSU66-CT | 13.3 |  |  | Solax Power Network Technology (Zhe jiang) Co Ltd | T-BAT HS14.4 | 1 | SolaX | X3-Hybrid-10.0-D |  | 2026-09-08
2024-01-29 | HBS10315 | Solax Power Network Technology (Zhe jiang) Co Ltd T-BAT HS18.0 (x1) w/ SolaX X3-Hybrid-10.0-D Chint DTSU66-CT | 16.5 |  |  | Solax Power Network Technology (Zhe jiang) Co Ltd | T-BAT HS18.0 | 1 | SolaX | X3-Hybrid-10.0-D |  | 2026-09-08
2024-01-29 | HBS10316 | Solax Power Network Technology (Zhe jiang) Co Ltd T-BAT HS21.6 (x1) w/ SolaX X3-Hybrid-10.0-D Chint DTSU66-CT | 19.8 |  |  | Solax Power Network Technology (Zhe jiang) Co Ltd | T-BAT HS21.6 | 1 | SolaX | X3-Hybrid-10.0-D |  | 2026-09-08
2024-01-29 | HBS10317 | Solax Power Network Technology (Zhe jiang) Co Ltd T-BAT HS25.2 (x1) w/ SolaX X3-Hybrid-10.0-D Chint DTSU66-CT | 23.2 |  |  | Solax Power Network Technology (Zhe jiang) Co Ltd | T-BAT HS25.2 | 1 | SolaX | X3-Hybrid-10.0-D |  | 2026-09-08
2024-01-29 | HBS10318 | Solax Power Network Technology (Zhe jiang) Co Ltd T-BAT HS28.8 (x1) w/ SolaX X3-Hybrid-10.0-D Chint DTSU66-CT | 26.4 |  |  | Solax Power Network Technology (Zhe jiang) Co Ltd | T-BAT HS28.8 | 1 | SolaX | X3-Hybrid-10.0-D |  | 2026-09-08
2024-01-29 | HBS10319 | Solax Power Network Technology (Zhe jiang) Co Ltd T-BAT HS32.4 (x1) w/ SolaX X3-Hybrid-10.0-D Chint DTSU66-CT | 29.7 |  |  | Solax Power Network Technology (Zhe jiang) Co Ltd | T-BAT HS32.4 | 1 | SolaX | X3-Hybrid-10.0-D |  | 2026-09-08
2024-01-29 | HBS10320 | Solax Power Network Technology (Zhe jiang) Co Ltd T-BAT HS36.0 (x1) w/ SolaX X3-Hybrid-10.0-D Chint DTSU66-CT | 33.1 |  |  | Solax Power Network Technology (Zhe jiang) Co Ltd | T-BAT HS36.0 | 1 | SolaX | X3-Hybrid-10.0-D |  | 2026-09-08
2024-01-29 | HBS10321 | Solax Power Network Technology (Zhe jiang) Co Ltd T-BAT HS39.6 (x1) w/ SolaX X3-Hybrid-10.0-D Chint DTSU66-CT | 36.4 |  |  | Solax Power Network Technology (Zhe jiang) Co Ltd | T-BAT HS39.6 | 1 | SolaX | X3-Hybrid-10.0-D |  | 2026-09-08
2024-01-29 | HBS10322 | Solax Power Network Technology (Zhe jiang) Co Ltd T-BAT HS43.2 (x1) w/ SolaX X3-Hybrid-10.0-D Chint DTSU66-CT | 39.7 |  |  | Solax Power Network Technology (Zhe jiang) Co Ltd | T-BAT HS43.2 | 1 | SolaX | X3-Hybrid-10.0-D |  | 2026-09-08
2024-01-29 | HBS10323 | Solax Power Network Technology (Zhe jiang) Co Ltd T-BAT HS46.8 (x1) w/ SolaX X3-Hybrid-10.0-D Chint DTSU66-CT | 43.1 |  |  | Solax Power Network Technology (Zhe jiang) Co Ltd | T-BAT HS46.8 | 1 | SolaX | X3-Hybrid-10.0-D |  | 2026-09-08
2024-01-29 | HBS10324 | Solax Power Network Technology (Zhe jiang) Co Ltd T-BAT HS10.8 (x1) w/ SolaX X3-Hybrid-12.0-D | 9.9 |  |  | Solax Power Network Technology (Zhe jiang) Co Ltd | T-BAT HS10.8 | 1 | SolaX | X3-Hybrid-12.0-D |  | 2026-09-08
2024-01-29 | HBS10325 | Solax Power Network Technology (Zhe jiang) Co Ltd T-BAT HS14.4 (x1) w/ SolaX X3-Hybrid-12.0-D | 13.3 |  |  | Solax Power Network Technology (Zhe jiang) Co Ltd | T-BAT HS14.4 | 1 | SolaX | X3-Hybrid-12.0-D |  | 2026-09-08
2024-01-29 | HBS10326 | Solax Power Network Technology (Zhe jiang) Co Ltd T-BAT HS18.0 (x1) w/ SolaX X3-Hybrid-12.0-D | 16.5 |  |  | Solax Power Network Technology (Zhe jiang) Co Ltd | T-BAT HS18.0 | 1 | SolaX | X3-Hybrid-12.0-D |  | 2026-09-08
2024-01-29 | HBS10327 | Solax Power Network Technology (Zhe jiang) Co Ltd T-BAT HS21.6 (x1) w/ SolaX X3-Hybrid-12.0-D | 19.8 |  |  | Solax Power Network Technology (Zhe jiang) Co Ltd | T-BAT HS21.6 | 1 | SolaX | X3-Hybrid-12.0-D |  | 2026-09-08
2024-01-29 | HBS10328 | Solax Power Network Technology (Zhe jiang) Co Ltd T-BAT HS25.2 (x1) w/ SolaX X3-Hybrid-12.0-D | 23.2 |  |  | Solax Power Network Technology (Zhe jiang) Co Ltd | T-BAT HS25.2 | 1 | SolaX | X3-Hybrid-12.0-D |  | 2026-09-08
2024-01-29 | HBS10329 | Solax Power Network Technology (Zhe jiang) Co Ltd T-BAT HS28.8 (x1) w/ SolaX X3-Hybrid-12.0-D | 26.4 |  |  | Solax Power Network Technology (Zhe jiang) Co Ltd | T-BAT HS28.8 | 1 | SolaX | X3-Hybrid-12.0-D |  | 2026-09-08
2024-01-29 | HBS10330 | Solax Power Network Technology (Zhe jiang) Co Ltd T-BAT HS32.4 (x1) w/ SolaX X3-Hybrid-12.0-D | 29.7 |  |  | Solax Power Network Technology (Zhe jiang) Co Ltd | T-BAT HS32.4 | 1 | SolaX | X3-Hybrid-12.0-D |  | 2026-09-08
2024-01-29 | HBS10331 | Solax Power Network Technology (Zhe jiang) Co Ltd T-BAT HS36.0 (x1) w/ SolaX X3-Hybrid-12.0-D | 33.1 |  |  | Solax Power Network Technology (Zhe jiang) Co Ltd | T-BAT HS36.0 | 1 | SolaX | X3-Hybrid-12.0-D |  | 2026-09-08
2024-01-29 | HBS10332 | Solax Power Network Technology (Zhe jiang) Co Ltd T-BAT HS39.6 (x1) w/ SolaX X3-Hybrid-12.0-D | 36.4 |  |  | Solax Power Network Technology (Zhe jiang) Co Ltd | T-BAT HS39.6 | 1 | SolaX | X3-Hybrid-12.0-D |  | 2026-09-08
2024-01-29 | HBS10333 | Solax Power Network Technology (Zhe jiang) Co Ltd T-BAT HS43.2 (x1) w/ SolaX X3-Hybrid-12.0-D | 39.7 |  |  | Solax Power Network Technology (Zhe jiang) Co Ltd | T-BAT HS43.2 | 1 | SolaX | X3-Hybrid-12.0-D |  | 2026-09-08
2024-01-29 | HBS10334 | Solax Power Network Technology (Zhe jiang) Co Ltd T-BAT HS46.8 (x1) w/ SolaX X3-Hybrid-12.0-D | 43.1 |  |  | Solax Power Network Technology (Zhe jiang) Co Ltd | T-BAT HS46.8 | 1 | SolaX | X3-Hybrid-12.0-D |  | 2026-09-08
2024-01-29 | HBS10335 | Solax Power Network Technology (Zhe jiang) Co Ltd T-BAT HS10.8 (x1) w/ SolaX X3-Hybrid-12.0-D Chint DTSU666 | 9.9 |  |  | Solax Power Network Technology (Zhe jiang) Co Ltd | T-BAT HS10.8 | 1 | SolaX | X3-Hybrid-12.0-D |  | 2026-09-08
2024-01-29 | HBS10336 | Solax Power Network Technology (Zhe jiang) Co Ltd T-BAT HS14.4 (x1) w/ SolaX X3-Hybrid-12.0-D Chint DTSU666 | 13.3 |  |  | Solax Power Network Technology (Zhe jiang) Co Ltd | T-BAT HS14.4 | 1 | SolaX | X3-Hybrid-12.0-D |  | 2026-09-08
2024-01-29 | HBS10337 | Solax Power Network Technology (Zhe jiang) Co Ltd T-BAT HS18.0 (x1) w/ SolaX X3-Hybrid-12.0-D Chint DTSU666 | 16.5 |  |  | Solax Power Network Technology (Zhe jiang) Co Ltd | T-BAT HS18.0 | 1 | SolaX | X3-Hybrid-12.0-D |  | 2026-09-08
2024-01-29 | HBS10338 | Solax Power Network Technology (Zhe jiang) Co Ltd T-BAT HS21.6 (x1) w/ SolaX X3-Hybrid-12.0-D Chint DTSU666 | 19.8 |  |  | Solax Power Network Technology (Zhe jiang) Co Ltd | T-BAT HS21.6 | 1 | SolaX | X3-Hybrid-12.0-D |  | 2026-09-08
2024-01-29 | HBS10339 | Solax Power Network Technology (Zhe jiang) Co Ltd T-BAT HS25.2 (x1) w/ SolaX X3-Hybrid-12.0-D Chint DTSU666 | 23.2 |  |  | Solax Power Network Technology (Zhe jiang) Co Ltd | T-BAT HS25.2 | 1 | SolaX | X3-Hybrid-12.0-D |  | 2026-09-08
2024-01-29 | HBS10340 | Solax Power Network Technology (Zhe jiang) Co Ltd T-BAT HS28.8 (x1) w/ SolaX X3-Hybrid-12.0-D Chint DTSU666 | 26.4 |  |  | Solax Power Network Technology (Zhe jiang) Co Ltd | T-BAT HS28.8 | 1 | SolaX | X3-Hybrid-12.0-D |  | 2026-09-08
2024-01-29 | HBS10341 | Solax Power Network Technology (Zhe jiang) Co Ltd T-BAT HS32.4 (x1) w/ SolaX X3-Hybrid-12.0-D Chint DTSU666 | 29.7 |  |  | Solax Power Network Technology (Zhe jiang) Co Ltd | T-BAT HS32.4 | 1 | SolaX | X3-Hybrid-12.0-D |  | 2026-09-08
2024-01-29 | HBS10342 | Solax Power Network Technology (Zhe jiang) Co Ltd T-BAT HS36.0 (x1) w/ SolaX X3-Hybrid-12.0-D Chint DTSU666 | 33.1 |  |  | Solax Power Network Technology (Zhe jiang) Co Ltd | T-BAT HS36.0 | 1 | SolaX | X3-Hybrid-12.0-D |  | 2026-09-08
2024-01-29 | HBS10343 | Solax Power Network Technology (Zhe jiang) Co Ltd T-BAT HS39.6 (x1) w/ SolaX X3-Hybrid-12.0-D Chint DTSU666 | 36.4 |  |  | Solax Power Network Technology (Zhe jiang) Co Ltd | T-BAT HS39.6 | 1 | SolaX | X3-Hybrid-12.0-D |  | 2026-09-08
2024-01-29 | HBS10344 | Solax Power Network Technology (Zhe jiang) Co Ltd T-BAT HS43.2 (x1) w/ SolaX X3-Hybrid-12.0-D Chint DTSU666 | 39.7 |  |  | Solax Power Network Technology (Zhe jiang) Co Ltd | T-BAT HS43.2 | 1 | SolaX | X3-Hybrid-12.0-D |  | 2026-09-08
2024-01-29 | HBS10345 | Solax Power Network Technology (Zhe jiang) Co Ltd T-BAT HS46.8 (x1) w/ SolaX X3-Hybrid-12.0-D Chint DTSU666 | 43.1 |  |  | Solax Power Network Technology (Zhe jiang) Co Ltd | T-BAT HS46.8 | 1 | SolaX | X3-Hybrid-12.0-D |  | 2026-09-08
2024-01-29 | HBS10346 | Solax Power Network Technology (Zhe jiang) Co Ltd T-BAT HS10.8 (x1) w/ SolaX X3-Hybrid-12.0-D Chint DTSU66-CT | 9.9 |  |  | Solax Power Network Technology (Zhe jiang) Co Ltd | T-BAT HS10.8 | 1 | SolaX | X3-Hybrid-12.0-D |  | 2026-09-08
2024-01-29 | HBS10347 | Solax Power Network Technology (Zhe jiang) Co Ltd T-BAT HS14.4 (x1) w/ SolaX X3-Hybrid-12.0-D Chint DTSU66-CT | 13.3 |  |  | Solax Power Network Technology (Zhe jiang) Co Ltd | T-BAT HS14.4 | 1 | SolaX | X3-Hybrid-12.0-D |  | 2026-09-08
2024-01-29 | HBS10348 | Solax Power Network Technology (Zhe jiang) Co Ltd T-BAT HS18.0 (x1) w/ SolaX X3-Hybrid-12.0-D Chint DTSU66-CT | 16.5 |  |  | Solax Power Network Technology (Zhe jiang) Co Ltd | T-BAT HS18.0 | 1 | SolaX | X3-Hybrid-12.0-D |  | 2026-09-08
2024-01-29 | HBS10349 | Solax Power Network Technology (Zhe jiang) Co Ltd T-BAT HS21.6 (x1) w/ SolaX X3-Hybrid-12.0-D Chint DTSU66-CT | 19.8 |  |  | Solax Power Network Technology (Zhe jiang) Co Ltd | T-BAT HS21.6 | 1 | SolaX | X3-Hybrid-12.0-D |  | 2026-09-08
2024-01-29 | HBS10350 | Solax Power Network Technology (Zhe jiang) Co Ltd T-BAT HS25.2 (x1) w/ SolaX X3-Hybrid-12.0-D Chint DTSU66-CT | 23.2 |  |  | Solax Power Network Technology (Zhe jiang) Co Ltd | T-BAT HS25.2 | 1 | SolaX | X3-Hybrid-12.0-D |  | 2026-09-08
2024-01-29 | HBS10351 | Solax Power Network Technology (Zhe jiang) Co Ltd T-BAT HS28.8 (x1) w/ SolaX X3-Hybrid-12.0-D Chint DTSU66-CT | 26.4 |  |  | Solax Power Network Technology (Zhe jiang) Co Ltd | T-BAT HS28.8 | 1 | SolaX | X3-Hybrid-12.0-D |  | 2026-09-08
2024-01-29 | HBS10352 | Solax Power Network Technology (Zhe jiang) Co Ltd T-BAT HS32.4 (x1) w/ SolaX X3-Hybrid-12.0-D Chint DTSU66-CT | 29.7 |  |  | Solax Power Network Technology (Zhe jiang) Co Ltd | T-BAT HS32.4 | 1 | SolaX | X3-Hybrid-12.0-D |  | 2026-09-08
2024-01-29 | HBS10353 | Solax Power Network Technology (Zhe jiang) Co Ltd T-BAT HS36.0 (x1) w/ SolaX X3-Hybrid-12.0-D Chint DTSU66-CT | 33.1 |  |  | Solax Power Network Technology (Zhe jiang) Co Ltd | T-BAT HS36.0 | 1 | SolaX | X3-Hybrid-12.0-D |  | 2026-09-08
2024-01-29 | HBS10354 | Solax Power Network Technology (Zhe jiang) Co Ltd T-BAT HS39.6 (x1) w/ SolaX X3-Hybrid-12.0-D Chint DTSU66-CT | 36.4 |  |  | Solax Power Network Technology (Zhe jiang) Co Ltd | T-BAT HS39.6 | 1 | SolaX | X3-Hybrid-12.0-D |  | 2026-09-08
2024-01-29 | HBS10355 | Solax Power Network Technology (Zhe jiang) Co Ltd T-BAT HS43.2 (x1) w/ SolaX X3-Hybrid-12.0-D Chint DTSU66-CT | 39.7 |  |  | Solax Power Network Technology (Zhe jiang) Co Ltd | T-BAT HS43.2 | 1 | SolaX | X3-Hybrid-12.0-D |  | 2026-09-08
2024-01-29 | HBS10356 | Solax Power Network Technology (Zhe jiang) Co Ltd T-BAT HS46.8 (x1) w/ SolaX X3-Hybrid-12.0-D Chint DTSU66-CT | 43.1 |  |  | Solax Power Network Technology (Zhe jiang) Co Ltd | T-BAT HS46.8 | 1 | SolaX | X3-Hybrid-12.0-D |  | 2026-09-08
2024-01-29 | HBS10357 | Solax Power Network Technology (Zhe jiang) Co Ltd T-BAT HS10.8 (x1) w/ SolaX X3-Hybrid-15.0-D | 9.9 |  |  | Solax Power Network Technology (Zhe jiang) Co Ltd | T-BAT HS10.8 | 1 | SolaX | X3-Hybrid-15.0-D |  | 2026-09-08
2024-01-29 | HBS10358 | Solax Power Network Technology (Zhe jiang) Co Ltd T-BAT HS14.4 (x1) w/ SolaX X3-Hybrid-15.0-D | 13.3 |  |  | Solax Power Network Technology (Zhe jiang) Co Ltd | T-BAT HS14.4 | 1 | SolaX | X3-Hybrid-15.0-D |  | 2026-09-08
2024-01-29 | HBS10359 | Solax Power Network Technology (Zhe jiang) Co Ltd T-BAT HS18.0 (x1) w/ SolaX X3-Hybrid-15.0-D | 16.5 |  |  | Solax Power Network Technology (Zhe jiang) Co Ltd | T-BAT HS18.0 | 1 | SolaX | X3-Hybrid-15.0-D |  | 2026-09-08
2024-01-29 | HBS10360 | Solax Power Network Technology (Zhe jiang) Co Ltd T-BAT HS21.6 (x1) w/ SolaX X3-Hybrid-15.0-D | 19.8 |  |  | Solax Power Network Technology (Zhe jiang) Co Ltd | T-BAT HS21.6 | 1 | SolaX | X3-Hybrid-15.0-D |  | 2026-09-08
2024-01-29 | HBS10361 | Solax Power Network Technology (Zhe jiang) Co Ltd T-BAT HS25.2 (x1) w/ SolaX X3-Hybrid-15.0-D | 23.2 |  |  | Solax Power Network Technology (Zhe jiang) Co Ltd | T-BAT HS25.2 | 1 | SolaX | X3-Hybrid-15.0-D |  | 2026-09-08
2024-01-29 | HBS10362 | Solax Power Network Technology (Zhe jiang) Co Ltd T-BAT HS28.8 (x1) w/ SolaX X3-Hybrid-15.0-D | 26.4 |  |  | Solax Power Network Technology (Zhe jiang) Co Ltd | T-BAT HS28.8 | 1 | SolaX | X3-Hybrid-15.0-D |  | 2026-09-08
2024-01-29 | HBS10363 | Solax Power Network Technology (Zhe jiang) Co Ltd T-BAT HS32.4 (x1) w/ SolaX X3-Hybrid-15.0-D | 29.7 |  |  | Solax Power Network Technology (Zhe jiang) Co Ltd | T-BAT HS32.4 | 1 | SolaX | X3-Hybrid-15.0-D |  | 2026-09-08
2024-01-29 | HBS10364 | Solax Power Network Technology (Zhe jiang) Co Ltd T-BAT HS36.0 (x1) w/ SolaX X3-Hybrid-15.0-D | 33.1 |  |  | Solax Power Network Technology (Zhe jiang) Co Ltd | T-BAT HS36.0 | 1 | SolaX | X3-Hybrid-15.0-D |  | 2026-09-08
2024-01-29 | HBS10365 | Solax Power Network Technology (Zhe jiang) Co Ltd T-BAT HS39.6 (x1) w/ SolaX X3-Hybrid-15.0-D | 36.4 |  |  | Solax Power Network Technology (Zhe jiang) Co Ltd | T-BAT HS39.6 | 1 | SolaX | X3-Hybrid-15.0-D |  | 2026-09-08
2024-01-29 | HBS10366 | Solax Power Network Technology (Zhe jiang) Co Ltd T-BAT HS43.2 (x1) w/ SolaX X3-Hybrid-15.0-D | 39.7 |  |  | Solax Power Network Technology (Zhe jiang) Co Ltd | T-BAT HS43.2 | 1 | SolaX | X3-Hybrid-15.0-D |  | 2026-09-08
2024-01-29 | HBS10367 | Solax Power Network Technology (Zhe jiang) Co Ltd T-BAT HS46.8 (x1) w/ SolaX X3-Hybrid-15.0-D | 43.1 |  |  | Solax Power Network Technology (Zhe jiang) Co Ltd | T-BAT HS46.8 | 1 | SolaX | X3-Hybrid-15.0-D |  | 2026-09-08
2024-01-29 | HBS10368 | Solax Power Network Technology (Zhe jiang) Co Ltd T-BAT HS10.8 (x1) w/ SolaX X3-Hybrid-15.0-D Chint DTSU666 | 9.9 |  |  | Solax Power Network Technology (Zhe jiang) Co Ltd | T-BAT HS10.8 | 1 | SolaX | X3-Hybrid-15.0-D |  | 2026-09-08
2024-01-29 | HBS10369 | Solax Power Network Technology (Zhe jiang) Co Ltd T-BAT HS14.4 (x1) w/ SolaX X3-Hybrid-15.0-D Chint DTSU666 | 13.3 |  |  | Solax Power Network Technology (Zhe jiang) Co Ltd | T-BAT HS14.4 | 1 | SolaX | X3-Hybrid-15.0-D |  | 2026-09-08
2024-01-29 | HBS10370 | Solax Power Network Technology (Zhe jiang) Co Ltd T-BAT HS18.0 (x1) w/ SolaX X3-Hybrid-15.0-D Chint DTSU666 | 16.5 |  |  | Solax Power Network Technology (Zhe jiang) Co Ltd | T-BAT HS18.0 | 1 | SolaX | X3-Hybrid-15.0-D |  | 2026-09-08
2024-01-29 | HBS10371 | Solax Power Network Technology (Zhe jiang) Co Ltd T-BAT HS21.6 (x1) w/ SolaX X3-Hybrid-15.0-D Chint DTSU666 | 19.8 |  |  | Solax Power Network Technology (Zhe jiang) Co Ltd | T-BAT HS21.6 | 1 | SolaX | X3-Hybrid-15.0-D |  | 2026-09-08
2024-01-29 | HBS10372 | Solax Power Network Technology (Zhe jiang) Co Ltd T-BAT HS25.2 (x1) w/ SolaX X3-Hybrid-15.0-D Chint DTSU666 | 23.2 |  |  | Solax Power Network Technology (Zhe jiang) Co Ltd | T-BAT HS25.2 | 1 | SolaX | X3-Hybrid-15.0-D |  | 2026-09-08
2024-01-29 | HBS10373 | Solax Power Network Technology (Zhe jiang) Co Ltd T-BAT HS28.8 (x1) w/ SolaX X3-Hybrid-15.0-D Chint DTSU666 | 26.4 |  |  | Solax Power Network Technology (Zhe jiang) Co Ltd | T-BAT HS28.8 | 1 | SolaX | X3-Hybrid-15.0-D |  | 2026-09-08
2024-01-29 | HBS10374 | Solax Power Network Technology (Zhe jiang) Co Ltd T-BAT HS32.4 (x1) w/ SolaX X3-Hybrid-15.0-D Chint DTSU666 | 29.7 |  |  | Solax Power Network Technology (Zhe jiang) Co Ltd | T-BAT HS32.4 | 1 | SolaX | X3-Hybrid-15.0-D |  | 2026-09-08
2024-01-29 | HBS10375 | Solax Power Network Technology (Zhe jiang) Co Ltd T-BAT HS36.0 (x1) w/ SolaX X3-Hybrid-15.0-D Chint DTSU666 | 33.1 |  |  | Solax Power Network Technology (Zhe jiang) Co Ltd | T-BAT HS36.0 | 1 | SolaX | X3-Hybrid-15.0-D |  | 2026-09-08
2024-01-29 | HBS10376 | Solax Power Network Technology (Zhe jiang) Co Ltd T-BAT HS39.6 (x1) w/ SolaX X3-Hybrid-15.0-D Chint DTSU666 | 36.4 |  |  | Solax Power Network Technology (Zhe jiang) Co Ltd | T-BAT HS39.6 | 1 | SolaX | X3-Hybrid-15.0-D |  | 2026-09-08
2024-01-29 | HBS10377 | Solax Power Network Technology (Zhe jiang) Co Ltd T-BAT HS43.2 (x1) w/ SolaX X3-Hybrid-15.0-D Chint DTSU666 | 39.7 |  |  | Solax Power Network Technology (Zhe jiang) Co Ltd | T-BAT HS43.2 | 1 | SolaX | X3-Hybrid-15.0-D |  | 2026-09-08
2024-01-29 | HBS10378 | Solax Power Network Technology (Zhe jiang) Co Ltd T-BAT HS46.8 (x1) w/ SolaX X3-Hybrid-15.0-D Chint DTSU666 | 43.1 |  |  | Solax Power Network Technology (Zhe jiang) Co Ltd | T-BAT HS46.8 | 1 | SolaX | X3-Hybrid-15.0-D |  | 2026-09-08
2024-01-29 | HBS10379 | Solax Power Network Technology (Zhe jiang) Co Ltd T-BAT HS10.8 (x1) w/ SolaX X3-Hybrid-15.0-D Chint DTSU66-CT | 9.9 |  |  | Solax Power Network Technology (Zhe jiang) Co Ltd | T-BAT HS10.8 | 1 | SolaX | X3-Hybrid-15.0-D |  | 2026-09-08
2024-01-29 | HBS10380 | Solax Power Network Technology (Zhe jiang) Co Ltd T-BAT HS14.4 (x1) w/ SolaX X3-Hybrid-15.0-D Chint DTSU66-CT | 13.3 |  |  | Solax Power Network Technology (Zhe jiang) Co Ltd | T-BAT HS14.4 | 1 | SolaX | X3-Hybrid-15.0-D |  | 2026-09-08
2024-01-29 | HBS10381 | Solax Power Network Technology (Zhe jiang) Co Ltd T-BAT HS18.0 (x1) w/ SolaX X3-Hybrid-15.0-D Chint DTSU66-CT | 16.5 |  |  | Solax Power Network Technology (Zhe jiang) Co Ltd | T-BAT HS18.0 | 1 | SolaX | X3-Hybrid-15.0-D |  | 2026-09-08
2024-01-29 | HBS10382 | Solax Power Network Technology (Zhe jiang) Co Ltd T-BAT HS21.6 (x1) w/ SolaX X3-Hybrid-15.0-D Chint DTSU66-CT | 19.8 |  |  | Solax Power Network Technology (Zhe jiang) Co Ltd | T-BAT HS21.6 | 1 | SolaX | X3-Hybrid-15.0-D |  | 2026-09-08
2024-01-29 | HBS10383 | Solax Power Network Technology (Zhe jiang) Co Ltd T-BAT HS25.2 (x1) w/ SolaX X3-Hybrid-15.0-D Chint DTSU66-CT | 23.2 |  |  | Solax Power Network Technology (Zhe jiang) Co Ltd | T-BAT HS25.2 | 1 | SolaX | X3-Hybrid-15.0-D |  | 2026-09-08
2024-01-29 | HBS10384 | Solax Power Network Technology (Zhe jiang) Co Ltd T-BAT HS28.8 (x1) w/ SolaX X3-Hybrid-15.0-D Chint DTSU66-CT | 26.4 |  |  | Solax Power Network Technology (Zhe jiang) Co Ltd | T-BAT HS28.8 | 1 | SolaX | X3-Hybrid-15.0-D |  | 2026-09-08
2024-01-29 | HBS10385 | Solax Power Network Technology (Zhe jiang) Co Ltd T-BAT HS32.4 (x1) w/ SolaX X3-Hybrid-15.0-D Chint DTSU66-CT | 29.7 |  |  | Solax Power Network Technology (Zhe jiang) Co Ltd | T-BAT HS32.4 | 1 | SolaX | X3-Hybrid-15.0-D |  | 2026-09-08
2024-01-29 | HBS10386 | Solax Power Network Technology (Zhe jiang) Co Ltd T-BAT HS36.0 (x1) w/ SolaX X3-Hybrid-15.0-D Chint DTSU66-CT | 33.1 |  |  | Solax Power Network Technology (Zhe jiang) Co Ltd | T-BAT HS36.0 | 1 | SolaX | X3-Hybrid-15.0-D |  | 2026-09-08
2024-01-29 | HBS10387 | Solax Power Network Technology (Zhe jiang) Co Ltd T-BAT HS39.6 (x1) w/ SolaX X3-Hybrid-15.0-D Chint DTSU66-CT | 36.4 |  |  | Solax Power Network Technology (Zhe jiang) Co Ltd | T-BAT HS39.6 | 1 | SolaX | X3-Hybrid-15.0-D |  | 2026-09-08
2024-01-29 | HBS10388 | Solax Power Network Technology (Zhe jiang) Co Ltd T-BAT HS43.2 (x1) w/ SolaX X3-Hybrid-15.0-D Chint DTSU66-CT | 39.7 |  |  | Solax Power Network Technology (Zhe jiang) Co Ltd | T-BAT HS43.2 | 1 | SolaX | X3-Hybrid-15.0-D |  | 2026-09-08
2024-01-29 | HBS10389 | Solax Power Network Technology (Zhe jiang) Co Ltd T-BAT HS46.8 (x1) w/ SolaX X3-Hybrid-15.0-D Chint DTSU66-CT | 43.1 |  |  | Solax Power Network Technology (Zhe jiang) Co Ltd | T-BAT HS46.8 | 1 | SolaX | X3-Hybrid-15.0-D |  | 2026-09-08
2024-02-22 | HBS10390 | Goodwe LX F 9.6-H-20 (x) w/ Goodwe GW5KL-ET GM3000 | 9.6 |  |  | Goodwe | LX F 9.6-H-20 |  | Goodwe | GW5KL-ET | Goodwe | 2025-06-09
2024-02-22 | HBS10391 | Goodwe LX F 9.6-H-20 (x) w/ Goodwe GW6KL-ET GM3000 | 9.6 |  |  | Goodwe | LX F 9.6-H-20 |  | Goodwe | GW6KL-ET | Goodwe | 2025-06-09
2024-02-22 | HBS10392 | Goodwe LX F 9.6-H-20 (x) w/ Goodwe GW8KL-ET GM3000 | 9.6 |  |  | Goodwe | LX F 9.6-H-20 |  | Goodwe | GW8KL-ET | Goodwe | 2025-06-09
2024-02-22 | HBS10393 | Goodwe LX F 9.6-H-20 (x) w/ Goodwe GW10KL-ET GM3000 | 9.6 |  |  | Goodwe | LX F 9.6-H-20 |  | Goodwe | GW10KL-ET | Goodwe | 2025-06-09
2024-02-22 | HBS10394 | Goodwe LX F 12.8-H-20 (x) w/ Goodwe GW5KL-ET GM3000 | 12.8 |  |  | Goodwe | LX F 12.8-H-20 |  | Goodwe | GW5KL-ET | Goodwe | 2025-06-09
2024-02-22 | HBS10395 | Goodwe LX F 12.8-H-20 (x) w/ Goodwe GW6KL-ET GM3000 | 12.8 |  |  | Goodwe | LX F 12.8-H-20 |  | Goodwe | GW6KL-ET | Goodwe | 2025-06-09
2024-02-22 | HBS10396 | Goodwe LX F 12.8-H-20 (x) w/ Goodwe GW8KL-ET GM3000 | 12.8 |  |  | Goodwe | LX F 12.8-H-20 |  | Goodwe | GW8KL-ET | Goodwe | 2025-06-09
2024-02-22 | HBS10397 | Goodwe LX F 12.8-H-20 (x) w/ Goodwe GW10KL-ET GM3000 | 12.8 |  |  | Goodwe | LX F 12.8-H-20 |  | Goodwe | GW10KL-ET | Goodwe | 2025-06-09
2024-02-22 | HBS10398 | Goodwe LX F 16-H-20 (x) w/ Goodwe GW5KL-ET GM3000 | 16 |  |  | Goodwe | LX F 16-H-20 |  | Goodwe | GW5KL-ET | Goodwe | 2025-06-09
2024-02-22 | HBS10399 | Goodwe LX F 16-H-20 (x) w/ Goodwe GW6KL-ET GM3000 | 16 |  |  | Goodwe | LX F 16-H-20 |  | Goodwe | GW6KL-ET | Goodwe | 2025-06-09
2024-02-22 | HBS10400 | Goodwe LX F 16-H-20 (x) w/ Goodwe GW8KL-ET GM3000 | 16 |  |  | Goodwe | LX F 16-H-20 |  | Goodwe | GW8KL-ET | Goodwe | 2025-06-09
2024-02-22 | HBS10401 | Goodwe LX F 16-H-20 (x) w/ Goodwe GW10KL-ET GM3000 | 16 |  |  | Goodwe | LX F 16-H-20 |  | Goodwe | GW10KL-ET | Goodwe | 2025-06-09
2024-02-22 | HBS10402 | Goodwe LX F 19.2-H-20 (x) w/ Goodwe GW5KL-ET GM3000 | 19.2 |  |  | Goodwe | LX F 19.2-H-20 |  | Goodwe | GW5KL-ET | Goodwe | 2025-06-09
2024-02-22 | HBS10403 | Goodwe LX F 19.2-H-20 (x) w/ Goodwe GW6KL-ET GM3000 | 19.2 |  |  | Goodwe | LX F 19.2-H-20 |  | Goodwe | GW6KL-ET | Goodwe | 2025-06-09
2024-02-22 | HBS10404 | Goodwe LX F 19.2-H-20 (x) w/ Goodwe GW8KL-ET GM3000 | 19.2 |  |  | Goodwe | LX F 19.2-H-20 |  | Goodwe | GW8KL-ET | Goodwe | 2025-06-09
2024-02-22 | HBS10405 | Goodwe LX F 19.2-H-20 (x) w/ Goodwe GW10KL-ET GM3000 | 19.2 |  |  | Goodwe | LX F 19.2-H-20 |  | Goodwe | GW10KL-ET | Goodwe | 2025-06-09
2024-02-22 | HBS10406 | Goodwe LX F 22.4-H-20 (x) w/ Goodwe GW5KL-ET GM3000 | 22.4 |  |  | Goodwe | LX F 22.4-H-20 |  | Goodwe | GW5KL-ET | Goodwe | 2025-06-09
2024-02-22 | HBS10407 | Goodwe LX F 22.4-H-20 (x) w/ Goodwe GW6KL-ET GM3000 | 22.4 |  |  | Goodwe | LX F 22.4-H-20 |  | Goodwe | GW6KL-ET | Goodwe | 2025-06-09
2024-02-22 | HBS10408 | Goodwe LX F 22.4-H-20 (x) w/ Goodwe GW8KL-ET GM3000 | 22.4 |  |  | Goodwe | LX F 22.4-H-20 |  | Goodwe | GW8KL-ET | Goodwe | 2025-06-09
2024-02-22 | HBS10409 | Goodwe LX F 22.4-H-20 (x) w/ Goodwe GW10KL-ET GM3000 | 22.4 |  |  | Goodwe | LX F 22.4-H-20 |  | Goodwe | GW10KL-ET | Goodwe | 2025-06-09
2024-02-22 | HBS10410 | Goodwe LX F 25.6-H-20 (x) w/ Goodwe GW5KL-ET GM3000 | 25.6 |  |  | Goodwe | LX F 25.6-H-20 |  | Goodwe | GW5KL-ET | Goodwe | 2025-06-09
2024-02-22 | HBS10411 | Goodwe LX F 25.6-H-20 (x) w/ Goodwe GW6KL-ET GM3000 | 25.6 |  |  | Goodwe | LX F 25.6-H-20 |  | Goodwe | GW6KL-ET | Goodwe | 2025-06-09
2024-02-22 | HBS10412 | Goodwe LX F 25.6-H-20 (x) w/ Goodwe GW8KL-ET GM3000 | 25.6 |  |  | Goodwe | LX F 25.6-H-20 |  | Goodwe | GW8KL-ET | Goodwe | 2025-06-09
2024-02-22 | HBS10413 | Goodwe LX F 25.6-H-20 (x) w/ Goodwe GW10KL-ET GM3000 | 25.6 |  |  | Goodwe | LX F 25.6-H-20 |  | Goodwe | GW10KL-ET | Goodwe | 2025-06-09
2024-02-22 | HBS10414 | Goodwe LX F 12.8-H-20 (x) w/ Goodwe GW15K-ET GM3000 | 12.8 |  |  | Goodwe | LX F 12.8-H-20 |  | Goodwe | GW15K-ET | Goodwe | 2025-06-09
2024-02-22 | HBS10415 | Goodwe LX F 12.8-H-20 (x) w/ Goodwe GW20K-ET GM3000 | 12.8 |  |  | Goodwe | LX F 12.8-H-20 |  | Goodwe | GW20K-ET | Goodwe | 2025-06-09
2024-02-22 | HBS10416 | Goodwe LX F 12.8-H-20 (x) w/ Goodwe GW25K-ET GM3000 | 12.8 |  |  | Goodwe | LX F 12.8-H-20 |  | Goodwe | GW25K-ET | Goodwe | 2025-06-09
2024-02-22 | HBS10417 | Goodwe LX F 12.8-H-20 (x) w/ Goodwe GW29.9K-ET GM3000 | 12.8 |  |  | Goodwe | LX F 12.8-H-20 |  | Goodwe | GW29.9K-ET | Goodwe | 2025-06-09
2024-02-22 | HBS10418 | Goodwe LX F 16-H-20 (x) w/ Goodwe GW15K-ET GM3000 | 16 |  |  | Goodwe | LX F 16-H-20 |  | Goodwe | GW15K-ET | Goodwe | 2025-06-09
2024-02-22 | HBS10419 | Goodwe LX F 16-H-20 (x) w/ Goodwe GW20K-ET GM3000 | 16 |  |  | Goodwe | LX F 16-H-20 |  | Goodwe | GW20K-ET | Goodwe | 2025-06-09
2024-02-22 | HBS10420 | Goodwe LX F 16-H-20 (x) w/ Goodwe GW25K-ET GM3000 | 16 |  |  | Goodwe | LX F 16-H-20 |  | Goodwe | GW25K-ET | Goodwe | 2025-06-09
2024-02-22 | HBS10421 | Goodwe LX F 16-H-20 (x) w/ Goodwe GW29.9K-ET GM3000 | 16 |  |  | Goodwe | LX F 16-H-20 |  | Goodwe | GW29.9K-ET | Goodwe | 2025-06-09
2024-02-22 | HBS10422 | Goodwe LX F 19.2-H-20 (x) w/ Goodwe GW15K-ET GM3000 | 19.2 |  |  | Goodwe | LX F 19.2-H-20 |  | Goodwe | GW15K-ET | Goodwe | 2025-06-09
2024-02-22 | HBS10423 | Goodwe LX F 19.2-H-20 (x) w/ Goodwe GW20K-ET GM3000 | 19.2 |  |  | Goodwe | LX F 19.2-H-20 |  | Goodwe | GW20K-ET | Goodwe | 2025-06-09
2024-02-22 | HBS10424 | Goodwe LX F 19.2-H-20 (x) w/ Goodwe GW25K-ET GM3000 | 19.2 |  |  | Goodwe | LX F 19.2-H-20 |  | Goodwe | GW25K-ET | Goodwe | 2025-06-09
2024-02-22 | HBS10425 | Goodwe LX F 19.2-H-20 (x) w/ Goodwe GW29.9K-ET GM3000 | 19.2 |  |  | Goodwe | LX F 19.2-H-20 |  | Goodwe | GW29.9K-ET | Goodwe | 2025-06-09
2024-02-22 | HBS10426 | Goodwe LX F 22.4-H-20 (x) w/ Goodwe GW15K-ET GM3000 | 22.4 |  |  | Goodwe | LX F 22.4-H-20 |  | Goodwe | GW15K-ET | Goodwe | 2025-06-09
2024-02-22 | HBS10427 | Goodwe LX F 22.4-H-20 (x) w/ Goodwe GW20K-ET GM3000 | 22.4 |  |  | Goodwe | LX F 22.4-H-20 |  | Goodwe | GW20K-ET | Goodwe | 2025-06-09
2024-02-22 | HBS10428 | Goodwe LX F 22.4-H-20 (x) w/ Goodwe GW25K-ET GM3000 | 22.4 |  |  | Goodwe | LX F 22.4-H-20 |  | Goodwe | GW25K-ET | Goodwe | 2025-06-09
2024-02-22 | HBS10429 | Goodwe LX F 22.4-H-20 (x) w/ Goodwe GW29.9K-ET GM3000 | 22.4 |  |  | Goodwe | LX F 22.4-H-20 |  | Goodwe | GW29.9K-ET | Goodwe | 2025-06-09
2024-02-22 | HBS10430 | Goodwe LX F 25.6-H-20 (x) w/ Goodwe GW15K-ET GM3000 | 25.6 |  |  | Goodwe | LX F 25.6-H-20 |  | Goodwe | GW15K-ET | Goodwe | 2025-06-09
2024-02-22 | HBS10431 | Goodwe LX F 25.6-H-20 (x) w/ Goodwe GW20K-ET GM3000 | 25.6 |  |  | Goodwe | LX F 25.6-H-20 |  | Goodwe | GW20K-ET | Goodwe | 2025-06-09
2024-02-22 | HBS10432 | Goodwe LX F 25.6-H-20 (x) w/ Goodwe GW25K-ET GM3000 | 25.6 |  |  | Goodwe | LX F 25.6-H-20 |  | Goodwe | GW25K-ET | Goodwe | 2025-06-09
2024-02-22 | HBS10433 | Goodwe LX F 25.6-H-20 (x) w/ Goodwe GW29.9K-ET GM3000 | 25.6 |  |  | Goodwe | LX F 25.6-H-20 |  | Goodwe | GW29.9K-ET | Goodwe | 2025-06-09
2024-02-22 | HBS10434 | Goodwe LX F 28.8-H-20 (x) w/ Goodwe GW15K-ET GM3000 | 28.8 |  |  | Goodwe | LX F 28.8-H-20 |  | Goodwe | GW15K-ET | Goodwe | 2025-06-09
2024-02-22 | HBS10435 | Goodwe LX F 28.8-H-20 (x) w/ Goodwe GW20K-ET GM3000 | 28.8 |  |  | Goodwe | LX F 28.8-H-20 |  | Goodwe | GW20K-ET | Goodwe | 2025-06-09
2024-02-22 | HBS10436 | Goodwe LX F 28.8-H-20 (x) w/ Goodwe GW25K-ET GM3000 | 28.8 |  |  | Goodwe | LX F 28.8-H-20 |  | Goodwe | GW25K-ET | Goodwe | 2025-06-09
2024-02-22 | HBS10437 | Goodwe LX F 28.8-H-20 (x) w/ Goodwe GW29.9K-ET GM3000 | 28.8 |  |  | Goodwe | LX F 28.8-H-20 |  | Goodwe | GW29.9K-ET | Goodwe | 2025-06-09
2024-02-23 | HBS10439 | Evantra IP Pty Ltd EVANTRA-6.0HS-10.24KWH (AS4777-2 2020) (x) | 10.24 | Evantra IP Pty Ltd | EVANTRA-6.0HS-10.24KWH (AS4777-2 2020) | [5 empty] | Evantra | 2026-09-26
2024-02-23 | HBS10440 | Evantra IP Pty Ltd EVANTRA-5.0HS-10.24KWH (AS4777-2 2020) (x) | 10.24 | Evantra IP Pty Ltd | EVANTRA-5.0HS-10.24KWH (AS4777-2 2020) | [5 empty] | Evantra | 2026-09-26
2024-02-23 | HBS10441 | Evantra IP Pty Ltd EVANTRA-3.6HS-10.24KWH (AS4777-2 2020) (x) | 10.24 | Evantra IP Pty Ltd | EVANTRA-3.6HS-10.24KWH (AS4777-2 2020) | [5 empty] | Evantra | 2026-09-26
2024-02-29 | HBS10442 | iStore IS-BATT-10000-S0 (IS-BATT-5000-BMS + 2 x IS-BATT-5000-ES) (x1) w/ iStore IS-HYB-5000-1PH iStore P-IS-DDSU666-H | 10 |  |  | iStore | IS-BATT-10000-S0 (IS-BATT-5000-BMS + 2 x IS-BATT-5000-ES) | 1 | iStore | IS-HYB-5000-1PH | ISTORE | 2026-11-17
2024-02-29 | HBS10443 | iStore IS-BATT-15000-S0 (IS-BATT-5000-BMS + 3 x IS-BATT-5000-ES) (x1) w/ iStore IS-HYB-5000-1PH iStore P-IS-DDSU666-H | 15 |  |  | iStore | IS-BATT-15000-S0 (IS-BATT-5000-BMS + 3 x IS-BATT-5000-ES) | 1 | iStore | IS-HYB-5000-1PH | ISTORE | 2026-11-17
2024-02-29 | HBS10444 | iStore IS-BATT-10000-S0 (IS-BATT-5000-BMS + 2 x IS-BATT-5000-ES) (x2) w/ iStore IS-HYB-5000-1PH iStore P-IS-DDSU666-H | 20 |  |  | iStore | IS-BATT-10000-S0 (IS-BATT-5000-BMS + 2 x IS-BATT-5000-ES) | 2 | iStore | IS-HYB-5000-1PH | ISTORE | 2026-11-17
2024-02-29 | HBS10445 | iStore IS-BATT-10000-S0 (IS-BATT-5000-BMS + 2 x IS-BATT-5000-ES) + IS-BATT-15000-S0 (IS-BATT-5000-BMS + 3 x IS-BATT-5000-ES) (x2) w/ iStore IS-HYB-5000-1PH iStore P-IS-DDSU666-H | 25 |  |  | iStore | IS-BATT-10000-S0 (IS-BATT-5000-BMS + 2 x IS-BATT-5000-ES) + IS-BATT-15000-S0 (IS-BATT-5000-BMS + 3 x IS-BATT-5000-ES) | 2 | iStore | IS-HYB-5000-1PH | ISTORE | 2026-11-17
2024-02-29 | HBS10446 | iStore IS-BATT-15000-S0 (IS-BATT-5000-BMS + 3 x IS-BATT-5000-ES) (x2) w/ iStore IS-HYB-5000-1PH iStore P-IS-DDSU666-H | 30 |  |  | iStore | IS-BATT-15000-S0 (IS-BATT-5000-BMS + 3 x IS-BATT-5000-ES) | 2 | iStore | IS-HYB-5000-1PH | ISTORE | 2026-11-17
2024-02-29 | HBS10447 | iStore IS-BATT-10000-S0 (IS-BATT-5000-BMS + 2 x IS-BATT-5000-ES) (x1) w/ iStore IS-HYB-6000-1PH iStore P-IS-DDSU666-H | 10 |  |  | iStore | IS-BATT-10000-S0 (IS-BATT-5000-BMS + 2 x IS-BATT-5000-ES) | 1 | iStore | IS-HYB-6000-1PH | ISTORE | 2026-11-17
2024-02-29 | HBS10448 | iStore IS-BATT-15000-S0 (IS-BATT-5000-BMS + 3 x IS-BATT-5000-ES) (x1) w/ iStore IS-HYB-6000-1PH iStore P-IS-DDSU666-H | 15 |  |  | iStore | IS-BATT-15000-S0 (IS-BATT-5000-BMS + 3 x IS-BATT-5000-ES) | 1 | iStore | IS-HYB-6000-1PH | ISTORE | 2026-11-17
2024-02-29 | HBS10449 | iStore IS-BATT-10000-S0 (IS-BATT-5000-BMS + 2 x IS-BATT-5000-ES) (x2) w/ iStore IS-HYB-6000-1PH iStore P-IS-DDSU666-H | 20 |  |  | iStore | IS-BATT-10000-S0 (IS-BATT-5000-BMS + 2 x IS-BATT-5000-ES) | 2 | iStore | IS-HYB-6000-1PH | ISTORE | 2026-11-17
2024-02-29 | HBS10450 | iStore IS-BATT-10000-S0 (IS-BATT-5000-BMS + 2 x IS-BATT-5000-ES) + IS-BATT-15000-S0 (IS-BATT-5000-BMS + 3 x IS-BATT-5000-ES) (x2) w/ iStore IS-HYB-6000-1PH iStore P-IS-DDSU666-H | 25 |  |  | iStore | IS-BATT-10000-S0 (IS-BATT-5000-BMS + 2 x IS-BATT-5000-ES) + IS-BATT-15000-S0 (IS-BATT-5000-BMS + 3 x IS-BATT-5000-ES) | 2 | iStore | IS-HYB-6000-1PH | ISTORE | 2026-11-17
2024-02-29 | HBS10451 | iStore IS-BATT-15000-S0 (IS-BATT-5000-BMS + 3 x IS-BATT-5000-ES) (x2) w/ iStore IS-HYB-6000-1PH iStore P-IS-DDSU666-H | 30 |  |  | iStore | IS-BATT-15000-S0 (IS-BATT-5000-BMS + 3 x IS-BATT-5000-ES) | 2 | iStore | IS-HYB-6000-1PH | ISTORE | 2026-11-17
2024-02-29 | HBS10452 | iStore IS-BATT-10000-S0 (IS-BATT-5000-BMS + 2 x IS-BATT-5000-ES) (x1) w/ iStore IS-HYB-5000-3PH iStore P-IS-DTSU666-H | 10 |  |  | iStore | IS-BATT-10000-S0 (IS-BATT-5000-BMS + 2 x IS-BATT-5000-ES) | 1 | iStore | IS-HYB-5000-3PH | ISTORE | 2026-11-09
2024-02-29 | HBS10453 | iStore IS-BATT-15000-S0 (IS-BATT-5000-BMS + 3 x IS-BATT-5000-ES) (x1) w/ iStore IS-HYB-5000-3PH iStore P-IS-DTSU666-H | 15 |  |  | iStore | IS-BATT-15000-S0 (IS-BATT-5000-BMS + 3 x IS-BATT-5000-ES) | 1 | iStore | IS-HYB-5000-3PH | ISTORE | 2026-11-09
2024-02-29 | HBS10454 | iStore IS-BATT-10000-S0 (IS-BATT-5000-BMS + 2 x IS-BATT-5000-ES) (x2) w/ iStore IS-HYB-5000-3PH iStore P-IS-DTSU666-H | 20 |  |  | iStore | IS-BATT-10000-S0 (IS-BATT-5000-BMS + 2 x IS-BATT-5000-ES) | 2 | iStore | IS-HYB-5000-3PH | ISTORE | 2026-11-09
2024-02-29 | HBS10455 | iStore IS-BATT-10000-S0 (IS-BATT-5000-BMS + 2 x IS-BATT-5000-ES) + IS-BATT-15000-S0 (IS-BATT-5000-BMS + 3 x IS-BATT-5000-ES) (x2) w/ iStore IS-HYB-5000-3PH iStore P-IS-DTSU666-H | 25 |  |  | iStore | IS-BATT-10000-S0 (IS-BATT-5000-BMS + 2 x IS-BATT-5000-ES) + IS-BATT-15000-S0 (IS-BATT-5000-BMS + 3 x IS-BATT-5000-ES) | 2 | iStore | IS-HYB-5000-3PH | ISTORE | 2026-11-09
2024-02-29 | HBS10456 | iStore IS-BATT-15000-S0 (IS-BATT-5000-BMS + 3 x IS-BATT-5000-ES) (x2) w/ iStore IS-HYB-5000-3PH iStore P-IS-DTSU666-H | 30 |  |  | iStore | IS-BATT-15000-S0 (IS-BATT-5000-BMS + 3 x IS-BATT-5000-ES) | 2 | iStore | IS-HYB-5000-3PH | ISTORE | 2026-11-09
2024-02-29 | HBS10457 | iStore IS-BATT-10000-S0 (IS-BATT-5000-BMS + 2 x IS-BATT-5000-ES) (x1) w/ iStore IS-HYB-6000-3PH iStore P-IS-DTSU666-H | 10 |  |  | iStore | IS-BATT-10000-S0 (IS-BATT-5000-BMS + 2 x IS-BATT-5000-ES) | 1 | iStore | IS-HYB-6000-3PH | ISTORE | 2026-11-09
2024-02-29 | HBS10458 | iStore IS-BATT-15000-S0 (IS-BATT-5000-BMS + 3 x IS-BATT-5000-ES) (x1) w/ iStore IS-HYB-6000-3PH iStore P-IS-DTSU666-H | 15 |  |  | iStore | IS-BATT-15000-S0 (IS-BATT-5000-BMS + 3 x IS-BATT-5000-ES) | 1 | iStore | IS-HYB-6000-3PH | ISTORE | 2026-11-09
2024-02-29 | HBS10459 | iStore IS-BATT-10000-S0 (IS-BATT-5000-BMS + 2 x IS-BATT-5000-ES) (x2) w/ iStore IS-HYB-6000-3PH iStore P-IS-DTSU666-H | 20 |  |  | iStore | IS-BATT-10000-S0 (IS-BATT-5000-BMS + 2 x IS-BATT-5000-ES) | 2 | iStore | IS-HYB-6000-3PH | ISTORE | 2026-11-09
2024-02-29 | HBS10460 | iStore IS-BATT-10000-S0 (IS-BATT-5000-BMS + 2 x IS-BATT-5000-ES) + IS-BATT-15000-S0 (IS-BATT-5000-BMS + 3 x IS-BATT-5000-ES) (x2) w/ iStore IS-HYB-6000-3PH iStore P-IS-DTSU666-H | 25 |  |  | iStore | IS-BATT-10000-S0 (IS-BATT-5000-BMS + 2 x IS-BATT-5000-ES) + IS-BATT-15000-S0 (IS-BATT-5000-BMS + 3 x IS-BATT-5000-ES) | 2 | iStore | IS-HYB-6000-3PH | ISTORE | 2026-11-09
2024-02-29 | HBS10461 | iStore IS-BATT-15000-S0 (IS-BATT-5000-BMS + 3 x IS-BATT-5000-ES) (x2) w/ iStore IS-HYB-6000-3PH iStore P-IS-DTSU666-H | 30 |  |  | iStore | IS-BATT-15000-S0 (IS-BATT-5000-BMS + 3 x IS-BATT-5000-ES) | 2 | iStore | IS-HYB-6000-3PH | ISTORE | 2026-11-09
2024-03-05 | HBS10462 | Goodwe LX F 9.6-H-20 (x1) w/ Goodwe GW3600N-EH GM1000 | 9.6 |  |  | Goodwe | LX F 9.6-H-20 | 1 | Goodwe | GW3600N-EH | Goodwe | 2025-06-08
2024-03-05 | HBS10463 | Goodwe LX F 9.6-H-20 (x1) w/ Goodwe GW5000N-EH GM1000 | 9.6 |  |  | Goodwe | LX F 9.6-H-20 | 1 | Goodwe | GW5000N-EH | Goodwe | 2025-06-08
2024-03-05 | HBS10464 | Goodwe LX F 9.6-H-20 (x1) w/ Goodwe GW6000N-EH GM1000 | 9.6 |  |  | Goodwe | LX F 9.6-H-20 | 1 | Goodwe | GW6000N-EH | Goodwe | 2025-06-08
2024-03-05 | HBS10465 | Goodwe LX F 12.8-H-20 (x1) w/ Goodwe GW3600N-EH GM1000 | 12.8 |  |  | Goodwe | LX F 12.8-H-20 | 1 | Goodwe | GW3600N-EH | Goodwe | 2025-06-08
2024-03-05 | HBS10466 | Goodwe LX F 12.8-H-20 (x1) w/ Goodwe GW5000N-EH GM1000 | 12.8 |  |  | Goodwe | LX F 12.8-H-20 | 1 | Goodwe | GW5000N-EH | Goodwe | 2025-06-08
2024-03-05 | HBS10467 | Goodwe LX F 12.8-H-20 (x1) w/ Goodwe GW6000N-EH GM1000 | 12.8 |  |  | Goodwe | LX F 12.8-H-20 | 1 | Goodwe | GW6000N-EH | Goodwe | 2025-06-08
2024-03-05 | HBS10468 | Goodwe LX F 16-H-20 (x1) w/ Goodwe GW3600N-EH GM1000 | 16 |  |  | Goodwe | LX F 16-H-20 | 1 | Goodwe | GW3600N-EH | Goodwe | 2025-06-08
2024-03-05 | HBS10469 | Goodwe LX F 16-H-20 (x1) w/ Goodwe GW5000N-EH GM1000 | 16 |  |  | Goodwe | LX F 16-H-20 | 1 | Goodwe | GW5000N-EH | Goodwe | 2025-06-08
2024-03-05 | HBS10470 | Goodwe LX F 16-H-20 (x1) w/ Goodwe GW6000N-EH GM1000 | 16 |  |  | Goodwe | LX F 16-H-20 | 1 | Goodwe | GW6000N-EH | Goodwe | 2025-06-08
2024-03-05 | HBS10471 | Goodwe LX F 19.2-H-20 (x1) w/ Goodwe GW3600N-EH GM1000 | 19.2 |  |  | Goodwe | LX F 19.2-H-20 | 1 | Goodwe | GW3600N-EH | Goodwe | 2025-06-08
2024-03-05 | HBS10472 | Goodwe LX F 19.2-H-20 (x1) w/ Goodwe GW5000N-EH GM1000 | 19.2 |  |  | Goodwe | LX F 19.2-H-20 | 1 | Goodwe | GW5000N-EH | Goodwe | 2025-06-08
2024-03-05 | HBS10473 | Goodwe LX F 19.2-H-20 (x1) w/ Goodwe GW6000N-EH GM1000 | 19.2 |  |  | Goodwe | LX F 19.2-H-20 | 1 | Goodwe | GW6000N-EH | Goodwe | 2025-06-08
2024-03-05 | HBS10474 | Goodwe LX F 9.6-H-20 (x1) w/ Goodwe GEH5.0-1U-10 GM1000 | 9.6 |  |  | Goodwe | LX F 9.6-H-20 | 1 | Goodwe | GEH5.0-1U-10 | Goodwe | 2025-06-08
2024-03-05 | HBS10475 | Goodwe LX F 9.6-H-20 (x1) w/ Goodwe GEH8.6-1U-10 GM1000 | 9.6 |  |  | Goodwe | LX F 9.6-H-20 | 1 | Goodwe | GEH8.6-1U-10 | Goodwe | 2025-06-08
2024-03-05 | HBS10476 | Goodwe LX F 9.6-H-20 (x1) w/ Goodwe GEH10-1U-10 GM1000 | 9.6 |  |  | Goodwe | LX F 9.6-H-20 | 1 | Goodwe | GEH10-1U-10 | Goodwe | 2025-06-08
2024-03-05 | HBS10477 | Goodwe LX F 12.8-H-20 (x1) w/ Goodwe GEH5.0-1U-10 GM1000 | 12.8 |  |  | Goodwe | LX F 12.8-H-20 | 1 | Goodwe | GEH5.0-1U-10 | Goodwe | 2025-06-08
2024-03-05 | HBS10478 | Goodwe LX F 12.8-H-20 (x1) w/ Goodwe GEH8.6-1U-10 GM1000 | 12.8 |  |  | Goodwe | LX F 12.8-H-20 | 1 | Goodwe | GEH8.6-1U-10 | Goodwe | 2025-06-08
2024-03-05 | HBS10479 | Goodwe LX F 12.8-H-20 (x1) w/ Goodwe GEH10-1U-10 GM1000 | 12.8 |  |  | Goodwe | LX F 12.8-H-20 | 1 | Goodwe | GEH10-1U-10 | Goodwe | 2025-06-08
2024-03-05 | HBS10480 | Goodwe LX F 16-H-20 (x1) w/ Goodwe GEH5.0-1U-10 GM1000 | 16 |  |  | Goodwe | LX F 16-H-20 | 1 | Goodwe | GEH5.0-1U-10 | Goodwe | 2025-06-08
2024-03-05 | HBS10481 | Goodwe LX F 16-H-20 (x1) w/ Goodwe GEH8.6-1U-10 GM1000 | 16 |  |  | Goodwe | LX F 16-H-20 | 1 | Goodwe | GEH8.6-1U-10 | Goodwe | 2025-06-08
2024-03-05 | HBS10482 | Goodwe LX F 16-H-20 (x1) w/ Goodwe GEH10-1U-10 GM1000 | 16 |  |  | Goodwe | LX F 16-H-20 | 1 | Goodwe | GEH10-1U-10 | Goodwe | 2025-06-08
2024-03-05 | HBS10483 | Goodwe LX F 19.2-H-20 (x1) w/ Goodwe GEH5.0-1U-10 GM1000 | 19.2 |  |  | Goodwe | LX F 19.2-H-20 | 1 | Goodwe | GEH5.0-1U-10 | Goodwe | 2025-06-08
2024-03-05 | HBS10484 | Goodwe LX F 19.2-H-20 (x1) w/ Goodwe GEH8.6-1U-10 GM1000 | 19.2 |  |  | Goodwe | LX F 19.2-H-20 | 1 | Goodwe | GEH8.6-1U-10 | Goodwe | 2025-06-08
2024-03-05 | HBS10485 | Goodwe LX F 19.2-H-20 (x1) w/ Goodwe GEH10-1U-10 GM1000 | 19.2 |  |  | Goodwe | LX F 19.2-H-20 | 1 | Goodwe | GEH10-1U-10 | Goodwe | 2025-06-08
2024-03-05 | HBS10486 | AISWEI Technology Co., Ltd. Ai-LB 10K Pro (x1) w/ AISWEI Technology Co., Ltd. ASW3000H-S2 | 9.22 |  |  | AISWEI Technology Co., Ltd. | Ai-LB 10K Pro | 1 | AISWEI Technology Co., Ltd. | ASW3000H-S2 | Solplanet | 2025-07-19
2024-03-05 | HBS10487 | AISWEI Technology Co., Ltd. Ai-LB 10K Pro (x1) w/ AISWEI Technology Co., Ltd. ASW3680H-S2 | 9.22 |  |  | AISWEI Technology Co., Ltd. | Ai-LB 10K Pro | 1 | AISWEI Technology Co., Ltd. | ASW3680H-S2 | Solplanet | 2025-07-19
2024-03-05 | HBS10488 | AISWEI Technology Co., Ltd. Ai-LB 10K Pro (x1) w/ AISWEI Technology Co., Ltd. ASW4000H-S2 | 9.22 |  |  | AISWEI Technology Co., Ltd. | Ai-LB 10K Pro | 1 | AISWEI Technology Co., Ltd. | ASW4000H-S2 | Solplanet | 2025-07-19
2024-03-05 | HBS10489 | AISWEI Technology Co., Ltd. Ai-LB 10K Pro (x1) w/ AISWEI Technology Co., Ltd. ASW5000H-S2 | 9.22 |  |  | AISWEI Technology Co., Ltd. | Ai-LB 10K Pro | 1 | AISWEI Technology Co., Ltd. | ASW5000H-S2 | Solplanet | 2025-07-19
2024-03-05 | HBS10490 | AISWEI Technology Co., Ltd. Ai-LB 10K Pro (x1) w/ AISWEI Technology Co., Ltd. ASW6000H-S2 | 9.22 |  |  | AISWEI Technology Co., Ltd. | Ai-LB 10K Pro | 1 | AISWEI Technology Co., Ltd. | ASW6000H-S2 | Solplanet | 2025-07-19
2024-03-15 | HBS10491 | Shenzhen BYD Electronics Co Ltd LVS 8.0 (x1) w/ SMA Australia Pty Ltd SI4.4M-13 | 8 |  |  | Shenzhen BYD Electronics Co Ltd | LVS 8.0 | 1 | SMA Australia Pty Ltd | SI4.4M-13 | BYD | 2026-09-14
2024-03-15 | HBS10492 | Shenzhen BYD Electronics Co Ltd LVS 12.0 (x1) w/ SMA Australia Pty Ltd SI4.4M-13 | 12 |  |  | Shenzhen BYD Electronics Co Ltd | LVS 12.0 | 1 | SMA Australia Pty Ltd | SI4.4M-13 | BYD | 2026-09-14
2024-03-15 | HBS10493 | Shenzhen BYD Electronics Co Ltd LVS 16.0 (x1) w/ SMA Australia Pty Ltd SI4.4M-13 | 16 |  |  | Shenzhen BYD Electronics Co Ltd | LVS 16.0 | 1 | SMA Australia Pty Ltd | SI4.4M-13 | BYD | 2026-09-14
2024-03-15 | HBS10494 | Shenzhen BYD Electronics Co Ltd LVS 20.0 (x1) w/ SMA Australia Pty Ltd SI4.4M-13 | 20 |  |  | Shenzhen BYD Electronics Co Ltd | LVS 20.0 | 1 | SMA Australia Pty Ltd | SI4.4M-13 | BYD | 2026-09-14
2024-03-15 | HBS10495 | Shenzhen BYD Electronics Co Ltd LVS 24.0 (x1) w/ SMA Australia Pty Ltd SI4.4M-13 | 24 |  |  | Shenzhen BYD Electronics Co Ltd | LVS 24.0 | 1 | SMA Australia Pty Ltd | SI4.4M-13 | BYD | 2026-09-14
2024-03-15 | HBS10497 | Shenzhen BYD Electronics Co Ltd LVS 12.0 (x1) w/ SMA Australia Pty Ltd SI6.0H-13 | 12 |  |  | Shenzhen BYD Electronics Co Ltd | LVS 12.0 | 1 | SMA Australia Pty Ltd | SI6.0H-13 | BYD | 2026-09-14
2024-03-15 | HBS10498 | Shenzhen BYD Electronics Co Ltd LVS 16.0 (x1) w/ SMA Australia Pty Ltd SI6.0H-13 | 16 |  |  | Shenzhen BYD Electronics Co Ltd | LVS 16.0 | 1 | SMA Australia Pty Ltd | SI6.0H-13 | BYD | 2026-09-14
2024-03-15 | HBS10499 | Shenzhen BYD Electronics Co Ltd LVS 20.0 (x1) w/ SMA Australia Pty Ltd SI6.0H-13 | 20 |  |  | Shenzhen BYD Electronics Co Ltd | LVS 20.0 | 1 | SMA Australia Pty Ltd | SI6.0H-13 | BYD | 2026-09-14
2024-03-15 | HBS10500 | Shenzhen BYD Electronics Co Ltd LVS 24.0 (x1) w/ SMA Australia Pty Ltd SI6.0H-13 | 24 |  |  | Shenzhen BYD Electronics Co Ltd | LVS 24.0 | 1 | SMA Australia Pty Ltd | SI6.0H-13 | BYD | 2026-09-14
2024-03-15 | HBS10501 | Shenzhen BYD Electronics Co Ltd LVS 8.0 (x1) w/ SMA Australia Pty Ltd SI8.0H-13 | 8 |  |  | Shenzhen BYD Electronics Co Ltd | LVS 8.0 | 1 | SMA Australia Pty Ltd | SI8.0H-13 | BYD | 2026-09-14
2024-03-15 | HBS10502 | Shenzhen BYD Electronics Co Ltd LVS 12.0 (x1) w/ SMA Australia Pty Ltd SI8.0H-13 | 12 |  |  | Shenzhen BYD Electronics Co Ltd | LVS 12.0 | 1 | SMA Australia Pty Ltd | SI8.0H-13 | BYD | 2026-09-14
2024-03-15 | HBS10503 | Shenzhen BYD Electronics Co Ltd LVS 16.0 (x1) w/ SMA Australia Pty Ltd SI8.0H-13 | 16 |  |  | Shenzhen BYD Electronics Co Ltd | LVS 16.0 | 1 | SMA Australia Pty Ltd | SI8.0H-13 | BYD | 2026-09-14
2024-03-15 | HBS10504 | Shenzhen BYD Electronics Co Ltd LVS 20.0 (x1) w/ SMA Australia Pty Ltd SI8.0H-13 | 20 |  |  | Shenzhen BYD Electronics Co Ltd | LVS 20.0 | 1 | SMA Australia Pty Ltd | SI8.0H-13 | BYD | 2026-09-14
2024-03-15 | HBS10505 | Shenzhen BYD Electronics Co Ltd LVS 24.0 (x1) w/ SMA Australia Pty Ltd SI8.0H-13 | 24 |  |  | Shenzhen BYD Electronics Co Ltd | LVS 24.0 | 1 | SMA Australia Pty Ltd | SI8.0H-13 | BYD | 2026-09-14
2024-03-15 | HBS10506 | Shenzhen BYD Electronics Co Ltd Battery-Box Premium LVL 15.4 (x1) w/ SMA Australia Pty Ltd SI4.4M-13 | 15.36 |  |  | Shenzhen BYD Electronics Co Ltd | Battery-Box Premium LVL 15.4 | 1 | SMA Australia Pty Ltd | SI4.4M-13 | BYD | 2026-09-14
2024-03-15 | HBS10507 | Shenzhen BYD Electronics Co Ltd Battery-Box Premium LVL 15.4 (x1) w/ SMA Australia Pty Ltd SI6.0H-13 | 15.36 |  |  | Shenzhen BYD Electronics Co Ltd | Battery-Box Premium LVL 15.4 | 1 | SMA Australia Pty Ltd | SI6.0H-13 | BYD | 2026-09-14
2024-03-15 | HBS10508 | Shenzhen BYD Electronics Co Ltd Battery-Box Premium LVL 15.4 (x1) w/ SMA Australia Pty Ltd SI8.0H-13 | 15.36 |  |  | Shenzhen BYD Electronics Co Ltd | Battery-Box Premium LVL 15.4 | 1 | SMA Australia Pty Ltd | SI8.0H-13 | BYD | 2026-09-14
2024-03-15 | HBS10509 | Shenzhen BYD Electronics Co Ltd LV Flex (x2) w/ SMA Australia Pty Ltd SI4.4M-13 | 10 |  |  | Shenzhen BYD Electronics Co Ltd | LV Flex | 2 | SMA Australia Pty Ltd | SI4.4M-13 | BYD | 2026-09-14
2024-03-15 | HBS10510 | Shenzhen BYD Electronics Co Ltd LV Flex (x3) w/ SMA Australia Pty Ltd SI4.4M-13 | 15 |  |  | Shenzhen BYD Electronics Co Ltd | LV Flex | 3 | SMA Australia Pty Ltd | SI4.4M-13 | BYD | 2026-09-14
2024-03-15 | HBS10511 | Shenzhen BYD Electronics Co Ltd LV Flex (x4) w/ SMA Australia Pty Ltd SI4.4M-13 | 20 |  |  | Shenzhen BYD Electronics Co Ltd | LV Flex | 4 | SMA Australia Pty Ltd | SI4.4M-13 | BYD | 2026-09-14
2024-03-15 | HBS10512 | Shenzhen BYD Electronics Co Ltd LV Flex (x5) w/ SMA Australia Pty Ltd SI4.4M-13 | 25 |  |  | Shenzhen BYD Electronics Co Ltd | LV Flex | 5 | SMA Australia Pty Ltd | SI4.4M-13 | BYD | 2026-09-14
2024-03-15 | HBS10513 | Shenzhen BYD Electronics Co Ltd LV Flex (x6) w/ SMA Australia Pty Ltd SI4.4M-13 | 30 |  |  | Shenzhen BYD Electronics Co Ltd | LV Flex | 6 | SMA Australia Pty Ltd | SI4.4M-13 | BYD | 2026-09-14
2024-03-15 | HBS10514 | Shenzhen BYD Electronics Co Ltd LV Flex (x7) w/ SMA Australia Pty Ltd SI4.4M-13 | 35 |  |  | Shenzhen BYD Electronics Co Ltd | LV Flex | 7 | SMA Australia Pty Ltd | SI4.4M-13 | BYD | 2026-09-14
2024-03-15 | HBS10515 | Shenzhen BYD Electronics Co Ltd LV Flex (x8) w/ SMA Australia Pty Ltd SI4.4M-13 | 40 |  |  | Shenzhen BYD Electronics Co Ltd | LV Flex | 8 | SMA Australia Pty Ltd | SI4.4M-13 | BYD | 2026-09-14
2024-03-15 | HBS10516 | Shenzhen BYD Electronics Co Ltd LV Flex (x9) w/ SMA Australia Pty Ltd SI4.4M-13 | 45 |  |  | Shenzhen BYD Electronics Co Ltd | LV Flex | 9 | SMA Australia Pty Ltd | SI4.4M-13 | BYD | 2026-09-14
2024-03-15 | HBS10517 | Shenzhen BYD Electronics Co Ltd LV Flex (x10) w/ SMA Australia Pty Ltd SI4.4M-13 | 50 |  |  | Shenzhen BYD Electronics Co Ltd | LV Flex | 10 | SMA Australia Pty Ltd | SI4.4M-13 | BYD | 2026-09-14
2024-03-15 | HBS10518 | Shenzhen BYD Electronics Co Ltd LV Flex (x11) w/ SMA Australia Pty Ltd SI4.4M-13 | 55 |  |  | Shenzhen BYD Electronics Co Ltd | LV Flex | 11 | SMA Australia Pty Ltd | SI4.4M-13 | BYD | 2026-09-14
2024-03-15 | HBS10519 | Shenzhen BYD Electronics Co Ltd LV Flex (x12) w/ SMA Australia Pty Ltd SI4.4M-13 | 60 |  |  | Shenzhen BYD Electronics Co Ltd | LV Flex | 12 | SMA Australia Pty Ltd | SI4.4M-13 | BYD | 2026-09-14
2024-03-15 | HBS10520 | Shenzhen BYD Electronics Co Ltd LV Flex (x13) w/ SMA Australia Pty Ltd SI4.4M-13 | 65 |  |  | Shenzhen BYD Electronics Co Ltd | LV Flex | 13 | SMA Australia Pty Ltd | SI4.4M-13 | BYD | 2026-09-14
2024-03-15 | HBS10521 | Shenzhen BYD Electronics Co Ltd LV Flex (x14) w/ SMA Australia Pty Ltd SI4.4M-13 | 70 |  |  | Shenzhen BYD Electronics Co Ltd | LV Flex | 14 | SMA Australia Pty Ltd | SI4.4M-13 | BYD | 2026-09-14
2024-03-15 | HBS10522 | Shenzhen BYD Electronics Co Ltd LV Flex (x15) w/ SMA Australia Pty Ltd SI4.4M-13 | 75 |  |  | Shenzhen BYD Electronics Co Ltd | LV Flex | 15 | SMA Australia Pty Ltd | SI4.4M-13 | BYD | 2026-09-14
2024-03-15 | HBS10523 | Shenzhen BYD Electronics Co Ltd LV Flex (x16) w/ SMA Australia Pty Ltd SI4.4M-13 | 80 |  |  | Shenzhen BYD Electronics Co Ltd | LV Flex | 16 | SMA Australia Pty Ltd | SI4.4M-13 | BYD | 2026-09-14
2024-03-15 | HBS10524 | Shenzhen BYD Electronics Co Ltd LV Flex (x17) w/ SMA Australia Pty Ltd SI4.4M-13 | 85 |  |  | Shenzhen BYD Electronics Co Ltd | LV Flex | 17 | SMA Australia Pty Ltd | SI4.4M-13 | BYD | 2026-09-14
2024-03-15 | HBS10525 | Shenzhen BYD Electronics Co Ltd LV Flex (x18) w/ SMA Australia Pty Ltd SI4.4M-13 | 90 |  |  | Shenzhen BYD Electronics Co Ltd | LV Flex | 18 | SMA Australia Pty Ltd | SI4.4M-13 | BYD | 2026-09-14
2024-03-15 | HBS10526 | Shenzhen BYD Electronics Co Ltd LV Flex (x19) w/ SMA Australia Pty Ltd SI4.4M-13 | 95 |  |  | Shenzhen BYD Electronics Co Ltd | LV Flex | 19 | SMA Australia Pty Ltd | SI4.4M-13 | BYD | 2026-09-14
2024-03-15 | HBS10527 | Shenzhen BYD Electronics Co Ltd LV Flex (x20) w/ SMA Australia Pty Ltd SI4.4M-13 | 100 |  |  | Shenzhen BYD Electronics Co Ltd | LV Flex | 20 | SMA Australia Pty Ltd | SI4.4M-13 | BYD | 2026-09-14
2024-03-15 | HBS10528 | Shenzhen BYD Electronics Co Ltd LV Flex (x21) w/ SMA Australia Pty Ltd SI4.4M-13 | 105 |  |  | Shenzhen BYD Electronics Co Ltd | LV Flex | 21 | SMA Australia Pty Ltd | SI4.4M-13 | BYD | 2026-09-14
2024-03-15 | HBS10529 | Shenzhen BYD Electronics Co Ltd LV Flex (x22) w/ SMA Australia Pty Ltd SI4.4M-13 | 110 |  |  | Shenzhen BYD Electronics Co Ltd | LV Flex | 22 | SMA Australia Pty Ltd | SI4.4M-13 | BYD | 2026-09-14
2024-03-15 | HBS10530 | Shenzhen BYD Electronics Co Ltd LV Flex (x23) w/ SMA Australia Pty Ltd SI4.4M-13 | 115 |  |  | Shenzhen BYD Electronics Co Ltd | LV Flex | 23 | SMA Australia Pty Ltd | SI4.4M-13 | BYD | 2026-09-14
2024-03-15 | HBS10531 | Shenzhen BYD Electronics Co Ltd LV Flex (x24) w/ SMA Australia Pty Ltd SI4.4M-13 | 120 |  |  | Shenzhen BYD Electronics Co Ltd | LV Flex | 24 | SMA Australia Pty Ltd | SI4.4M-13 | BYD | 2026-09-14
2024-03-15 | HBS10532 | Shenzhen BYD Electronics Co Ltd LV Flex (x25) w/ SMA Australia Pty Ltd SI4.4M-13 | 125 |  |  | Shenzhen BYD Electronics Co Ltd | LV Flex | 25 | SMA Australia Pty Ltd | SI4.4M-13 | BYD | 2026-09-14
2024-03-15 | HBS10533 | Shenzhen BYD Electronics Co Ltd LV Flex (x26) w/ SMA Australia Pty Ltd SI4.4M-13 | 130 |  |  | Shenzhen BYD Electronics Co Ltd | LV Flex | 26 | SMA Australia Pty Ltd | SI4.4M-13 | BYD | 2026-09-14
2024-03-15 | HBS10534 | Shenzhen BYD Electronics Co Ltd LV Flex (x27) w/ SMA Australia Pty Ltd SI4.4M-13 | 135 |  |  | Shenzhen BYD Electronics Co Ltd | LV Flex | 27 | SMA Australia Pty Ltd | SI4.4M-13 | BYD | 2026-09-14
2024-03-15 | HBS10535 | Shenzhen BYD Electronics Co Ltd LV Flex (x28) w/ SMA Australia Pty Ltd SI4.4M-13 | 140 |  |  | Shenzhen BYD Electronics Co Ltd | LV Flex | 28 | SMA Australia Pty Ltd | SI4.4M-13 | BYD | 2026-09-14
2024-03-15 | HBS10536 | Shenzhen BYD Electronics Co Ltd LV Flex (x29) w/ SMA Australia Pty Ltd SI4.4M-13 | 145 |  |  | Shenzhen BYD Electronics Co Ltd | LV Flex | 29 | SMA Australia Pty Ltd | SI4.4M-13 | BYD | 2026-09-14
2024-03-15 | HBS10537 | Shenzhen BYD Electronics Co Ltd LV Flex (x30) w/ SMA Australia Pty Ltd SI4.4M-13 | 150 |  |  | Shenzhen BYD Electronics Co Ltd | LV Flex | 30 | SMA Australia Pty Ltd | SI4.4M-13 | BYD | 2026-09-14
2024-03-15 | HBS10538 | Shenzhen BYD Electronics Co Ltd LV Flex (x31) w/ SMA Australia Pty Ltd SI4.4M-13 | 155 |  |  | Shenzhen BYD Electronics Co Ltd | LV Flex | 31 | SMA Australia Pty Ltd | SI4.4M-13 | BYD | 2026-09-14
2024-03-15 | HBS10539 | Shenzhen BYD Electronics Co Ltd LV Flex (x32) w/ SMA Australia Pty Ltd SI4.4M-13 | 160 |  |  | Shenzhen BYD Electronics Co Ltd | LV Flex | 32 | SMA Australia Pty Ltd | SI4.4M-13 | BYD | 2026-09-14
2024-03-15 | HBS10540 | Shenzhen BYD Electronics Co Ltd LV Flex (x33) w/ SMA Australia Pty Ltd SI4.4M-13 | 165 |  |  | Shenzhen BYD Electronics Co Ltd | LV Flex | 33 | SMA Australia Pty Ltd | SI4.4M-13 | BYD | 2026-09-14
2024-03-15 | HBS10541 | Shenzhen BYD Electronics Co Ltd LV Flex (x34) w/ SMA Australia Pty Ltd SI4.4M-13 | 170 |  |  | Shenzhen BYD Electronics Co Ltd | LV Flex | 34 | SMA Australia Pty Ltd | SI4.4M-13 | BYD | 2026-09-14
2024-03-15 | HBS10542 | Shenzhen BYD Electronics Co Ltd LV Flex (x35) w/ SMA Australia Pty Ltd SI4.4M-13 | 175 |  |  | Shenzhen BYD Electronics Co Ltd | LV Flex | 35 | SMA Australia Pty Ltd | SI4.4M-13 | BYD | 2026-09-14
2024-03-15 | HBS10543 | Shenzhen BYD Electronics Co Ltd LV Flex (x36) w/ SMA Australia Pty Ltd SI4.4M-13 | 180 |  |  | Shenzhen BYD Electronics Co Ltd | LV Flex | 36 | SMA Australia Pty Ltd | SI4.4M-13 | BYD | 2026-09-14
2024-03-15 | HBS10544 | Shenzhen BYD Electronics Co Ltd LV Flex (x37) w/ SMA Australia Pty Ltd SI4.4M-13 | 185 |  |  | Shenzhen BYD Electronics Co Ltd | LV Flex | 37 | SMA Australia Pty Ltd | SI4.4M-13 | BYD | 2026-09-14
2024-03-15 | HBS10545 | Shenzhen BYD Electronics Co Ltd LV Flex (x38) w/ SMA Australia Pty Ltd SI4.4M-13 | 190 |  |  | Shenzhen BYD Electronics Co Ltd | LV Flex | 38 | SMA Australia Pty Ltd | SI4.4M-13 | BYD | 2026-09-14
2024-03-15 | HBS10546 | Shenzhen BYD Electronics Co Ltd LV Flex (x39) w/ SMA Australia Pty Ltd SI4.4M-13 | 195 |  |  | Shenzhen BYD Electronics Co Ltd | LV Flex | 39 | SMA Australia Pty Ltd | SI4.4M-13 | BYD | 2026-09-14
2024-03-15 | HBS10547 | Shenzhen BYD Electronics Co Ltd LV Flex (x40) w/ SMA Australia Pty Ltd SI4.4M-13 | 200 |  |  | Shenzhen BYD Electronics Co Ltd | LV Flex | 40 | SMA Australia Pty Ltd | SI4.4M-13 | BYD | 2026-09-14
2024-03-15 | HBS10548 | Shenzhen BYD Electronics Co Ltd LV Flex (x41) w/ SMA Australia Pty Ltd SI4.4M-13 | 205 |  |  | Shenzhen BYD Electronics Co Ltd | LV Flex | 41 | SMA Australia Pty Ltd | SI4.4M-13 | BYD | 2026-09-14
2024-03-15 | HBS10549 | Shenzhen BYD Electronics Co Ltd LV Flex (x42) w/ SMA Australia Pty Ltd SI4.4M-13 | 210 |  |  | Shenzhen BYD Electronics Co Ltd | LV Flex | 42 | SMA Australia Pty Ltd | SI4.4M-13 | BYD | 2026-09-14
2024-03-15 | HBS10550 | Shenzhen BYD Electronics Co Ltd LV Flex (x43) w/ SMA Australia Pty Ltd SI4.4M-13 | 215 |  |  | Shenzhen BYD Electronics Co Ltd | LV Flex | 43 | SMA Australia Pty Ltd | SI4.4M-13 | BYD | 2026-09-14
2024-03-15 | HBS10551 | Shenzhen BYD Electronics Co Ltd LV Flex (x44) w/ SMA Australia Pty Ltd SI4.4M-13 | 220 |  |  | Shenzhen BYD Electronics Co Ltd | LV Flex | 44 | SMA Australia Pty Ltd | SI4.4M-13 | BYD | 2026-09-14
2024-03-15 | HBS10552 | Shenzhen BYD Electronics Co Ltd LV Flex (x45) w/ SMA Australia Pty Ltd SI4.4M-13 | 225 |  |  | Shenzhen BYD Electronics Co Ltd | LV Flex | 45 | SMA Australia Pty Ltd | SI4.4M-13 | BYD | 2026-09-14
2024-03-15 | HBS10553 | Shenzhen BYD Electronics Co Ltd LV Flex (x46) w/ SMA Australia Pty Ltd SI4.4M-13 | 230 |  |  | Shenzhen BYD Electronics Co Ltd | LV Flex | 46 | SMA Australia Pty Ltd | SI4.4M-13 | BYD | 2026-09-14
2024-03-15 | HBS10554 | Shenzhen BYD Electronics Co Ltd LV Flex (x47) w/ SMA Australia Pty Ltd SI4.4M-13 | 235 |  |  | Shenzhen BYD Electronics Co Ltd | LV Flex | 47 | SMA Australia Pty Ltd | SI4.4M-13 | BYD | 2026-09-14
2024-03-15 | HBS10555 | Shenzhen BYD Electronics Co Ltd LV Flex (x48) w/ SMA Australia Pty Ltd SI4.4M-13 | 240 |  |  | Shenzhen BYD Electronics Co Ltd | LV Flex | 48 | SMA Australia Pty Ltd | SI4.4M-13 | BYD | 2026-09-14
2024-03-15 | HBS10556 | Shenzhen BYD Electronics Co Ltd LV Flex (x49) w/ SMA Australia Pty Ltd SI4.4M-13 | 245 |  |  | Shenzhen BYD Electronics Co Ltd | LV Flex | 49 | SMA Australia Pty Ltd | SI4.4M-13 | BYD | 2026-09-14
2024-03-15 | HBS10557 | Shenzhen BYD Electronics Co Ltd LV Flex (x50) w/ SMA Australia Pty Ltd SI4.4M-13 | 250 |  |  | Shenzhen BYD Electronics Co Ltd | LV Flex | 50 | SMA Australia Pty Ltd | SI4.4M-13 | BYD | 2026-09-14
2024-03-15 | HBS10558 | Shenzhen BYD Electronics Co Ltd LV Flex (x51) w/ SMA Australia Pty Ltd SI4.4M-13 | 255 |  |  | Shenzhen BYD Electronics Co Ltd | LV Flex | 51 | SMA Australia Pty Ltd | SI4.4M-13 | BYD | 2026-09-14
2024-03-15 | HBS10559 | Shenzhen BYD Electronics Co Ltd LV Flex (x52) w/ SMA Australia Pty Ltd SI4.4M-13 | 260 |  |  | Shenzhen BYD Electronics Co Ltd | LV Flex | 52 | SMA Australia Pty Ltd | SI4.4M-13 | BYD | 2026-09-14
2024-03-15 | HBS10560 | Shenzhen BYD Electronics Co Ltd LV Flex (x53) w/ SMA Australia Pty Ltd SI4.4M-13 | 265 |  |  | Shenzhen BYD Electronics Co Ltd | LV Flex | 53 | SMA Australia Pty Ltd | SI4.4M-13 | BYD | 2026-09-14
2024-03-15 | HBS10561 | Shenzhen BYD Electronics Co Ltd LV Flex (x54) w/ SMA Australia Pty Ltd SI4.4M-13 | 270 |  |  | Shenzhen BYD Electronics Co Ltd | LV Flex | 54 | SMA Australia Pty Ltd | SI4.4M-13 | BYD | 2026-09-14
2024-03-15 | HBS10562 | Shenzhen BYD Electronics Co Ltd LV Flex (x55) w/ SMA Australia Pty Ltd SI4.4M-13 | 275 |  |  | Shenzhen BYD Electronics Co Ltd | LV Flex | 55 | SMA Australia Pty Ltd | SI4.4M-13 | BYD | 2026-09-14
2024-03-15 | HBS10563 | Shenzhen BYD Electronics Co Ltd LV Flex (x56) w/ SMA Australia Pty Ltd SI4.4M-13 | 280 |  |  | Shenzhen BYD Electronics Co Ltd | LV Flex | 56 | SMA Australia Pty Ltd | SI4.4M-13 | BYD | 2026-09-14
2024-03-15 | HBS10564 | Shenzhen BYD Electronics Co Ltd LV Flex (x57) w/ SMA Australia Pty Ltd SI4.4M-13 | 285 |  |  | Shenzhen BYD Electronics Co Ltd | LV Flex | 57 | SMA Australia Pty Ltd | SI4.4M-13 | BYD | 2026-09-14
2024-03-15 | HBS10565 | Shenzhen BYD Electronics Co Ltd LV Flex (x58) w/ SMA Australia Pty Ltd SI4.4M-13 | 290 |  |  | Shenzhen BYD Electronics Co Ltd | LV Flex | 58 | SMA Australia Pty Ltd | SI4.4M-13 | BYD | 2026-09-14
2024-03-15 | HBS10566 | Shenzhen BYD Electronics Co Ltd LV Flex (x59) w/ SMA Australia Pty Ltd SI4.4M-13 | 295 |  |  | Shenzhen BYD Electronics Co Ltd | LV Flex | 59 | SMA Australia Pty Ltd | SI4.4M-13 | BYD | 2026-09-14
2024-03-15 | HBS10567 | Shenzhen BYD Electronics Co Ltd LV Flex (x60) w/ SMA Australia Pty Ltd SI4.4M-13 | 300 |  |  | Shenzhen BYD Electronics Co Ltd | LV Flex | 60 | SMA Australia Pty Ltd | SI4.4M-13 | BYD | 2026-09-14
2024-03-15 | HBS10568 | Shenzhen BYD Electronics Co Ltd LV Flex (x61) w/ SMA Australia Pty Ltd SI4.4M-13 | 305 |  |  | Shenzhen BYD Electronics Co Ltd | LV Flex | 61 | SMA Australia Pty Ltd | SI4.4M-13 | BYD | 2026-09-14
2024-03-15 | HBS10569 | Shenzhen BYD Electronics Co Ltd LV Flex (x62) w/ SMA Australia Pty Ltd SI4.4M-13 | 310 |  |  | Shenzhen BYD Electronics Co Ltd | LV Flex | 62 | SMA Australia Pty Ltd | SI4.4M-13 | BYD | 2026-09-14
2024-03-15 | HBS10570 | Shenzhen BYD Electronics Co Ltd LV Flex (x63) w/ SMA Australia Pty Ltd SI4.4M-13 | 315 |  |  | Shenzhen BYD Electronics Co Ltd | LV Flex | 63 | SMA Australia Pty Ltd | SI4.4M-13 | BYD | 2026-09-14
2024-03-15 | HBS10571 | Shenzhen BYD Electronics Co Ltd LV Flex (x64) w/ SMA Australia Pty Ltd SI4.4M-13 | 320 |  |  | Shenzhen BYD Electronics Co Ltd | LV Flex | 64 | SMA Australia Pty Ltd | SI4.4M-13 | BYD | 2026-09-14
2024-03-15 | HBS10572 | Shenzhen BYD Electronics Co Ltd LV Flex (x2) w/ SMA Australia Pty Ltd SI6.0H-13 | 10 |  |  | Shenzhen BYD Electronics Co Ltd | LV Flex | 2 | SMA Australia Pty Ltd | SI6.0H-13 | BYD | 2026-09-14
2024-03-15 | HBS10573 | Shenzhen BYD Electronics Co Ltd LV Flex (x3) w/ SMA Australia Pty Ltd SI6.0H-13 | 15 |  |  | Shenzhen BYD Electronics Co Ltd | LV Flex | 3 | SMA Australia Pty Ltd | SI6.0H-13 | BYD | 2026-09-14
2024-03-15 | HBS10574 | Shenzhen BYD Electronics Co Ltd LV Flex (x4) w/ SMA Australia Pty Ltd SI6.0H-13 | 20 |  |  | Shenzhen BYD Electronics Co Ltd | LV Flex | 4 | SMA Australia Pty Ltd | SI6.0H-13 | BYD | 2026-09-14
2024-03-15 | HBS10575 | Shenzhen BYD Electronics Co Ltd LV Flex (x5) w/ SMA Australia Pty Ltd SI6.0H-13 | 25 |  |  | Shenzhen BYD Electronics Co Ltd | LV Flex | 5 | SMA Australia Pty Ltd | SI6.0H-13 | BYD | 2026-09-14
2024-03-15 | HBS10576 | Shenzhen BYD Electronics Co Ltd LV Flex (x6) w/ SMA Australia Pty Ltd SI6.0H-13 | 30 |  |  | Shenzhen BYD Electronics Co Ltd | LV Flex | 6 | SMA Australia Pty Ltd | SI6.0H-13 | BYD | 2026-09-14
2024-03-15 | HBS10577 | Shenzhen BYD Electronics Co Ltd LV Flex (x7) w/ SMA Australia Pty Ltd SI6.0H-13 | 35 |  |  | Shenzhen BYD Electronics Co Ltd | LV Flex | 7 | SMA Australia Pty Ltd | SI6.0H-13 | BYD | 2026-09-14
2024-03-15 | HBS10578 | Shenzhen BYD Electronics Co Ltd LV Flex (x8) w/ SMA Australia Pty Ltd SI6.0H-13 | 40 |  |  | Shenzhen BYD Electronics Co Ltd | LV Flex | 8 | SMA Australia Pty Ltd | SI6.0H-13 | BYD | 2026-09-14
2024-03-15 | HBS10579 | Shenzhen BYD Electronics Co Ltd LV Flex (x9) w/ SMA Australia Pty Ltd SI6.0H-13 | 45 |  |  | Shenzhen BYD Electronics Co Ltd | LV Flex | 9 | SMA Australia Pty Ltd | SI6.0H-13 | BYD | 2026-09-14
2024-03-15 | HBS10580 | Shenzhen BYD Electronics Co Ltd LV Flex (x10) w/ SMA Australia Pty Ltd SI6.0H-13 | 50 |  |  | Shenzhen BYD Electronics Co Ltd | LV Flex | 10 | SMA Australia Pty Ltd | SI6.0H-13 | BYD | 2026-09-14
2024-03-15 | HBS10581 | Shenzhen BYD Electronics Co Ltd LV Flex (x11) w/ SMA Australia Pty Ltd SI6.0H-13 | 55 |  |  | Shenzhen BYD Electronics Co Ltd | LV Flex | 11 | SMA Australia Pty Ltd | SI6.0H-13 | BYD | 2026-09-14
2024-03-15 | HBS10582 | Shenzhen BYD Electronics Co Ltd LV Flex (x12) w/ SMA Australia Pty Ltd SI6.0H-13 | 60 |  |  | Shenzhen BYD Electronics Co Ltd | LV Flex | 12 | SMA Australia Pty Ltd | SI6.0H-13 | BYD | 2026-09-14
2024-03-15 | HBS10583 | Shenzhen BYD Electronics Co Ltd LV Flex (x13) w/ SMA Australia Pty Ltd SI6.0H-13 | 65 |  |  | Shenzhen BYD Electronics Co Ltd | LV Flex | 13 | SMA Australia Pty Ltd | SI6.0H-13 | BYD | 2026-09-14
2024-03-15 | HBS10584 | Shenzhen BYD Electronics Co Ltd LV Flex (x14) w/ SMA Australia Pty Ltd SI6.0H-13 | 70 |  |  | Shenzhen BYD Electronics Co Ltd | LV Flex | 14 | SMA Australia Pty Ltd | SI6.0H-13 | BYD | 2026-09-14
2024-03-15 | HBS10585 | Shenzhen BYD Electronics Co Ltd LV Flex (x15) w/ SMA Australia Pty Ltd SI6.0H-13 | 75 |  |  | Shenzhen BYD Electronics Co Ltd | LV Flex | 15 | SMA Australia Pty Ltd | SI6.0H-13 | BYD | 2026-09-14
2024-03-15 | HBS10586 | Shenzhen BYD Electronics Co Ltd LV Flex (x16) w/ SMA Australia Pty Ltd SI6.0H-13 | 80 |  |  | Shenzhen BYD Electronics Co Ltd | LV Flex | 16 | SMA Australia Pty Ltd | SI6.0H-13 | BYD | 2026-09-14
2024-03-15 | HBS10587 | Shenzhen BYD Electronics Co Ltd LV Flex (x17) w/ SMA Australia Pty Ltd SI6.0H-13 | 85 |  |  | Shenzhen BYD Electronics Co Ltd | LV Flex | 17 | SMA Australia Pty Ltd | SI6.0H-13 | BYD | 2026-09-14
2024-03-15 | HBS10588 | Shenzhen BYD Electronics Co Ltd LV Flex (x18) w/ SMA Australia Pty Ltd SI6.0H-13 | 90 |  |  | Shenzhen BYD Electronics Co Ltd | LV Flex | 18 | SMA Australia Pty Ltd | SI6.0H-13 | BYD | 2026-09-14
2024-03-15 | HBS10589 | Shenzhen BYD Electronics Co Ltd LV Flex (x19) w/ SMA Australia Pty Ltd SI6.0H-13 | 95 |  |  | Shenzhen BYD Electronics Co Ltd | LV Flex | 19 | SMA Australia Pty Ltd | SI6.0H-13 | BYD | 2026-09-14
2024-03-15 | HBS10590 | Shenzhen BYD Electronics Co Ltd LV Flex (x20) w/ SMA Australia Pty Ltd SI6.0H-13 | 100 |  |  | Shenzhen BYD Electronics Co Ltd | LV Flex | 20 | SMA Australia Pty Ltd | SI6.0H-13 | BYD | 2026-09-14
2024-03-15 | HBS10591 | Shenzhen BYD Electronics Co Ltd LV Flex (x21) w/ SMA Australia Pty Ltd SI6.0H-13 | 105 |  |  | Shenzhen BYD Electronics Co Ltd | LV Flex | 21 | SMA Australia Pty Ltd | SI6.0H-13 | BYD | 2026-09-14
2024-03-15 | HBS10592 | Shenzhen BYD Electronics Co Ltd LV Flex (x22) w/ SMA Australia Pty Ltd SI6.0H-13 | 110 |  |  | Shenzhen BYD Electronics Co Ltd | LV Flex | 22 | SMA Australia Pty Ltd | SI6.0H-13 | BYD | 2026-09-14
2024-03-15 | HBS10593 | Shenzhen BYD Electronics Co Ltd LV Flex (x23) w/ SMA Australia Pty Ltd SI6.0H-13 | 115 |  |  | Shenzhen BYD Electronics Co Ltd | LV Flex | 23 | SMA Australia Pty Ltd | SI6.0H-13 | BYD | 2026-09-14
2024-03-15 | HBS10594 | Shenzhen BYD Electronics Co Ltd LV Flex (x24) w/ SMA Australia Pty Ltd SI6.0H-13 | 120 |  |  | Shenzhen BYD Electronics Co Ltd | LV Flex | 24 | SMA Australia Pty Ltd | SI6.0H-13 | BYD | 2026-09-14
2024-03-15 | HBS10595 | Shenzhen BYD Electronics Co Ltd LV Flex (x25) w/ SMA Australia Pty Ltd SI6.0H-13 | 125 |  |  | Shenzhen BYD Electronics Co Ltd | LV Flex | 25 | SMA Australia Pty Ltd | SI6.0H-13 | BYD | 2026-09-14
2024-03-15 | HBS10596 | Shenzhen BYD Electronics Co Ltd LV Flex (x26) w/ SMA Australia Pty Ltd SI6.0H-13 | 130 |  |  | Shenzhen BYD Electronics Co Ltd | LV Flex | 26 | SMA Australia Pty Ltd | SI6.0H-13 | BYD | 2026-09-14
2024-03-15 | HBS10597 | Shenzhen BYD Electronics Co Ltd LV Flex (x27) w/ SMA Australia Pty Ltd SI6.0H-13 | 135 |  |  | Shenzhen BYD Electronics Co Ltd | LV Flex | 27 | SMA Australia Pty Ltd | SI6.0H-13 | BYD | 2026-09-14
2024-03-15 | HBS10598 | Shenzhen BYD Electronics Co Ltd LV Flex (x28) w/ SMA Australia Pty Ltd SI6.0H-13 | 140 |  |  | Shenzhen BYD Electronics Co Ltd | LV Flex | 28 | SMA Australia Pty Ltd | SI6.0H-13 | BYD | 2026-09-14
2024-03-15 | HBS10599 | Shenzhen BYD Electronics Co Ltd LV Flex (x29) w/ SMA Australia Pty Ltd SI6.0H-13 | 145 |  |  | Shenzhen BYD Electronics Co Ltd | LV Flex | 29 | SMA Australia Pty Ltd | SI6.0H-13 | BYD | 2026-09-14
2024-03-15 | HBS10600 | Shenzhen BYD Electronics Co Ltd LV Flex (x30) w/ SMA Australia Pty Ltd SI6.0H-13 | 150 |  |  | Shenzhen BYD Electronics Co Ltd | LV Flex | 30 | SMA Australia Pty Ltd | SI6.0H-13 | BYD | 2026-09-14
2024-03-15 | HBS10601 | Shenzhen BYD Electronics Co Ltd LV Flex (x31) w/ SMA Australia Pty Ltd SI6.0H-13 | 155 |  |  | Shenzhen BYD Electronics Co Ltd | LV Flex | 31 | SMA Australia Pty Ltd | SI6.0H-13 | BYD | 2026-09-14
2024-03-15 | HBS10602 | Shenzhen BYD Electronics Co Ltd LV Flex (x32) w/ SMA Australia Pty Ltd SI6.0H-13 | 160 |  |  | Shenzhen BYD Electronics Co Ltd | LV Flex | 32 | SMA Australia Pty Ltd | SI6.0H-13 | BYD | 2026-09-14
2024-03-15 | HBS10603 | Shenzhen BYD Electronics Co Ltd LV Flex (x33) w/ SMA Australia Pty Ltd SI6.0H-13 | 165 |  |  | Shenzhen BYD Electronics Co Ltd | LV Flex | 33 | SMA Australia Pty Ltd | SI6.0H-13 | BYD | 2026-09-14
2024-03-15 | HBS10604 | Shenzhen BYD Electronics Co Ltd LV Flex (x34) w/ SMA Australia Pty Ltd SI6.0H-13 | 170 |  |  | Shenzhen BYD Electronics Co Ltd | LV Flex | 34 | SMA Australia Pty Ltd | SI6.0H-13 | BYD | 2026-09-14
2024-03-15 | HBS10605 | Shenzhen BYD Electronics Co Ltd LV Flex (x35) w/ SMA Australia Pty Ltd SI6.0H-13 | 175 |  |  | Shenzhen BYD Electronics Co Ltd | LV Flex | 35 | SMA Australia Pty Ltd | SI6.0H-13 | BYD | 2026-09-14
2024-03-15 | HBS10606 | Shenzhen BYD Electronics Co Ltd LV Flex (x36) w/ SMA Australia Pty Ltd SI6.0H-13 | 180 |  |  | Shenzhen BYD Electronics Co Ltd | LV Flex | 36 | SMA Australia Pty Ltd | SI6.0H-13 | BYD | 2026-09-14
2024-03-15 | HBS10607 | Shenzhen BYD Electronics Co Ltd LV Flex (x37) w/ SMA Australia Pty Ltd SI6.0H-13 | 185 |  |  | Shenzhen BYD Electronics Co Ltd | LV Flex | 37 | SMA Australia Pty Ltd | SI6.0H-13 | BYD | 2026-09-14
2024-03-15 | HBS10608 | Shenzhen BYD Electronics Co Ltd LV Flex (x38) w/ SMA Australia Pty Ltd SI6.0H-13 | 190 |  |  | Shenzhen BYD Electronics Co Ltd | LV Flex | 38 | SMA Australia Pty Ltd | SI6.0H-13 | BYD | 2026-09-14
2024-03-15 | HBS10609 | Shenzhen BYD Electronics Co Ltd LV Flex (x39) w/ SMA Australia Pty Ltd SI6.0H-13 | 195 |  |  | Shenzhen BYD Electronics Co Ltd | LV Flex | 39 | SMA Australia Pty Ltd | SI6.0H-13 | BYD | 2026-09-14
2024-03-15 | HBS10610 | Shenzhen BYD Electronics Co Ltd LV Flex (x40) w/ SMA Australia Pty Ltd SI6.0H-13 | 200 |  |  | Shenzhen BYD Electronics Co Ltd | LV Flex | 40 | SMA Australia Pty Ltd | SI6.0H-13 | BYD | 2026-09-14
2024-03-15 | HBS10611 | Shenzhen BYD Electronics Co Ltd LV Flex (x41) w/ SMA Australia Pty Ltd SI6.0H-13 | 205 |  |  | Shenzhen BYD Electronics Co Ltd | LV Flex | 41 | SMA Australia Pty Ltd | SI6.0H-13 | BYD | 2026-09-14
2024-03-15 | HBS10612 | Shenzhen BYD Electronics Co Ltd LV Flex (x42) w/ SMA Australia Pty Ltd SI6.0H-13 | 210 |  |  | Shenzhen BYD Electronics Co Ltd | LV Flex | 42 | SMA Australia Pty Ltd | SI6.0H-13 | BYD | 2026-09-14
2024-03-15 | HBS10613 | Shenzhen BYD Electronics Co Ltd LV Flex (x43) w/ SMA Australia Pty Ltd SI6.0H-13 | 215 |  |  | Shenzhen BYD Electronics Co Ltd | LV Flex | 43 | SMA Australia Pty Ltd | SI6.0H-13 | BYD | 2026-09-14
2024-03-15 | HBS10614 | Shenzhen BYD Electronics Co Ltd LV Flex (x44) w/ SMA Australia Pty Ltd SI6.0H-13 | 220 |  |  | Shenzhen BYD Electronics Co Ltd | LV Flex | 44 | SMA Australia Pty Ltd | SI6.0H-13 | BYD | 2026-09-14
2024-03-15 | HBS10615 | Shenzhen BYD Electronics Co Ltd LV Flex (x45) w/ SMA Australia Pty Ltd SI6.0H-13 | 225 |  |  | Shenzhen BYD Electronics Co Ltd | LV Flex | 45 | SMA Australia Pty Ltd | SI6.0H-13 | BYD | 2026-09-14
2024-03-15 | HBS10616 | Shenzhen BYD Electronics Co Ltd LV Flex (x46) w/ SMA Australia Pty Ltd SI6.0H-13 | 230 |  |  | Shenzhen BYD Electronics Co Ltd | LV Flex | 46 | SMA Australia Pty Ltd | SI6.0H-13 | BYD | 2026-09-14
2024-03-15 | HBS10617 | Shenzhen BYD Electronics Co Ltd LV Flex (x47) w/ SMA Australia Pty Ltd SI6.0H-13 | 235 |  |  | Shenzhen BYD Electronics Co Ltd | LV Flex | 47 | SMA Australia Pty Ltd | SI6.0H-13 | BYD | 2026-09-14
2024-03-15 | HBS10618 | Shenzhen BYD Electronics Co Ltd LV Flex (x48) w/ SMA Australia Pty Ltd SI6.0H-13 | 240 |  |  | Shenzhen BYD Electronics Co Ltd | LV Flex | 48 | SMA Australia Pty Ltd | SI6.0H-13 | BYD | 2026-09-14
2024-03-15 | HBS10619 | Shenzhen BYD Electronics Co Ltd LV Flex (x49) w/ SMA Australia Pty Ltd SI6.0H-13 | 245 |  |  | Shenzhen BYD Electronics Co Ltd | LV Flex | 49 | SMA Australia Pty Ltd | SI6.0H-13 | BYD | 2026-09-14
2024-03-15 | HBS10620 | Shenzhen BYD Electronics Co Ltd LV Flex (x50) w/ SMA Australia Pty Ltd SI6.0H-13 | 250 |  |  | Shenzhen BYD Electronics Co Ltd | LV Flex | 50 | SMA Australia Pty Ltd | SI6.0H-13 | BYD | 2026-09-14
2024-03-15 | HBS10621 | Shenzhen BYD Electronics Co Ltd LV Flex (x51) w/ SMA Australia Pty Ltd SI6.0H-13 | 255 |  |  | Shenzhen BYD Electronics Co Ltd | LV Flex | 51 | SMA Australia Pty Ltd | SI6.0H-13 | BYD | 2026-09-14
2024-03-15 | HBS10622 | Shenzhen BYD Electronics Co Ltd LV Flex (x52) w/ SMA Australia Pty Ltd SI6.0H-13 | 260 |  |  | Shenzhen BYD Electronics Co Ltd | LV Flex | 52 | SMA Australia Pty Ltd | SI6.0H-13 | BYD | 2026-09-14
2024-03-15 | HBS10623 | Shenzhen BYD Electronics Co Ltd LV Flex (x53) w/ SMA Australia Pty Ltd SI6.0H-13 | 265 |  |  | Shenzhen BYD Electronics Co Ltd | LV Flex | 53 | SMA Australia Pty Ltd | SI6.0H-13 | BYD | 2026-09-14
2024-03-15 | HBS10624 | Shenzhen BYD Electronics Co Ltd LV Flex (x54) w/ SMA Australia Pty Ltd SI6.0H-13 | 270 |  |  | Shenzhen BYD Electronics Co Ltd | LV Flex | 54 | SMA Australia Pty Ltd | SI6.0H-13 | BYD | 2026-09-14
2024-03-15 | HBS10625 | Shenzhen BYD Electronics Co Ltd LV Flex (x55) w/ SMA Australia Pty Ltd SI6.0H-13 | 275 |  |  | Shenzhen BYD Electronics Co Ltd | LV Flex | 55 | SMA Australia Pty Ltd | SI6.0H-13 | BYD | 2026-09-14
2024-03-15 | HBS10626 | Shenzhen BYD Electronics Co Ltd LV Flex (x56) w/ SMA Australia Pty Ltd SI6.0H-13 | 280 |  |  | Shenzhen BYD Electronics Co Ltd | LV Flex | 56 | SMA Australia Pty Ltd | SI6.0H-13 | BYD | 2026-09-14
2024-03-15 | HBS10627 | Shenzhen BYD Electronics Co Ltd LV Flex (x57) w/ SMA Australia Pty Ltd SI6.0H-13 | 285 |  |  | Shenzhen BYD Electronics Co Ltd | LV Flex | 57 | SMA Australia Pty Ltd | SI6.0H-13 | BYD | 2026-09-14
2024-03-15 | HBS10628 | Shenzhen BYD Electronics Co Ltd LV Flex (x58) w/ SMA Australia Pty Ltd SI6.0H-13 | 290 |  |  | Shenzhen BYD Electronics Co Ltd | LV Flex | 58 | SMA Australia Pty Ltd | SI6.0H-13 | BYD | 2026-09-14
2024-03-15 | HBS10629 | Shenzhen BYD Electronics Co Ltd LV Flex (x59) w/ SMA Australia Pty Ltd SI6.0H-13 | 295 |  |  | Shenzhen BYD Electronics Co Ltd | LV Flex | 59 | SMA Australia Pty Ltd | SI6.0H-13 | BYD | 2026-09-14
2024-03-15 | HBS10630 | Shenzhen BYD Electronics Co Ltd LV Flex (x60) w/ SMA Australia Pty Ltd SI6.0H-13 | 300 |  |  | Shenzhen BYD Electronics Co Ltd | LV Flex | 60 | SMA Australia Pty Ltd | SI6.0H-13 | BYD | 2026-09-14
2024-03-15 | HBS10631 | Shenzhen BYD Electronics Co Ltd LV Flex (x61) w/ SMA Australia Pty Ltd SI6.0H-13 | 305 |  |  | Shenzhen BYD Electronics Co Ltd | LV Flex | 61 | SMA Australia Pty Ltd | SI6.0H-13 | BYD | 2026-09-14
2024-03-15 | HBS10632 | Shenzhen BYD Electronics Co Ltd LV Flex (x62) w/ SMA Australia Pty Ltd SI6.0H-13 | 310 |  |  | Shenzhen BYD Electronics Co Ltd | LV Flex | 62 | SMA Australia Pty Ltd | SI6.0H-13 | BYD | 2026-09-14
2024-03-15 | HBS10633 | Shenzhen BYD Electronics Co Ltd LV Flex (x63) w/ SMA Australia Pty Ltd SI6.0H-13 | 315 |  |  | Shenzhen BYD Electronics Co Ltd | LV Flex | 63 | SMA Australia Pty Ltd | SI6.0H-13 | BYD | 2026-09-14
2024-03-15 | HBS10634 | Shenzhen BYD Electronics Co Ltd LV Flex (x64) w/ SMA Australia Pty Ltd SI6.0H-13 | 320 |  |  | Shenzhen BYD Electronics Co Ltd | LV Flex | 64 | SMA Australia Pty Ltd | SI6.0H-13 | BYD | 2026-09-14
2024-03-15 | HBS10635 | Shenzhen BYD Electronics Co Ltd LV Flex (x2) w/ SMA Australia Pty Ltd SI8.0H-13 | 10 |  |  | Shenzhen BYD Electronics Co Ltd | LV Flex | 2 | SMA Australia Pty Ltd | SI8.0H-13 | BYD | 2026-09-14
2024-03-15 | HBS10636 | Shenzhen BYD Electronics Co Ltd LV Flex (x3) w/ SMA Australia Pty Ltd SI8.0H-13 | 15 |  |  | Shenzhen BYD Electronics Co Ltd | LV Flex | 3 | SMA Australia Pty Ltd | SI8.0H-13 | BYD | 2026-09-14
2024-03-15 | HBS10637 | Shenzhen BYD Electronics Co Ltd LV Flex (x4) w/ SMA Australia Pty Ltd SI8.0H-13 | 20 |  |  | Shenzhen BYD Electronics Co Ltd | LV Flex | 4 | SMA Australia Pty Ltd | SI8.0H-13 | BYD | 2026-09-14
2024-03-15 | HBS10638 | Shenzhen BYD Electronics Co Ltd LV Flex (x5) w/ SMA Australia Pty Ltd SI8.0H-13 | 25 |  |  | Shenzhen BYD Electronics Co Ltd | LV Flex | 5 | SMA Australia Pty Ltd | SI8.0H-13 | BYD | 2026-09-14
2024-03-15 | HBS10639 | Shenzhen BYD Electronics Co Ltd LV Flex (x6) w/ SMA Australia Pty Ltd SI8.0H-13 | 30 |  |  | Shenzhen BYD Electronics Co Ltd | LV Flex | 6 | SMA Australia Pty Ltd | SI8.0H-13 | BYD | 2026-09-14
2024-03-15 | HBS10640 | Shenzhen BYD Electronics Co Ltd LV Flex (x7) w/ SMA Australia Pty Ltd SI8.0H-13 | 35 |  |  | Shenzhen BYD Electronics Co Ltd | LV Flex | 7 | SMA Australia Pty Ltd | SI8.0H-13 | BYD | 2026-09-14
2024-03-15 | HBS10641 | Shenzhen BYD Electronics Co Ltd LV Flex (x8) w/ SMA Australia Pty Ltd SI8.0H-13 | 40 |  |  | Shenzhen BYD Electronics Co Ltd | LV Flex | 8 | SMA Australia Pty Ltd | SI8.0H-13 | BYD | 2026-09-14
2024-03-15 | HBS10642 | Shenzhen BYD Electronics Co Ltd LV Flex (x9) w/ SMA Australia Pty Ltd SI8.0H-13 | 45 |  |  | Shenzhen BYD Electronics Co Ltd | LV Flex | 9 | SMA Australia Pty Ltd | SI8.0H-13 | BYD | 2026-09-14
2024-03-15 | HBS10643 | Shenzhen BYD Electronics Co Ltd LV Flex (x10) w/ SMA Australia Pty Ltd SI8.0H-13 | 50 |  |  | Shenzhen BYD Electronics Co Ltd | LV Flex | 10 | SMA Australia Pty Ltd | SI8.0H-13 | BYD | 2026-09-14
2024-03-15 | HBS10644 | Shenzhen BYD Electronics Co Ltd LV Flex (x11) w/ SMA Australia Pty Ltd SI8.0H-13 | 55 |  |  | Shenzhen BYD Electronics Co Ltd | LV Flex | 11 | SMA Australia Pty Ltd | SI8.0H-13 | BYD | 2026-09-14
2024-03-15 | HBS10645 | Shenzhen BYD Electronics Co Ltd LV Flex (x12) w/ SMA Australia Pty Ltd SI8.0H-13 | 60 |  |  | Shenzhen BYD Electronics Co Ltd | LV Flex | 12 | SMA Australia Pty Ltd | SI8.0H-13 | BYD | 2026-09-14
2024-03-15 | HBS10646 | Shenzhen BYD Electronics Co Ltd LV Flex (x13) w/ SMA Australia Pty Ltd SI8.0H-13 | 65 |  |  | Shenzhen BYD Electronics Co Ltd | LV Flex | 13 | SMA Australia Pty Ltd | SI8.0H-13 | BYD | 2026-09-14
2024-03-15 | HBS10647 | Shenzhen BYD Electronics Co Ltd LV Flex (x14) w/ SMA Australia Pty Ltd SI8.0H-13 | 70 |  |  | Shenzhen BYD Electronics Co Ltd | LV Flex | 14 | SMA Australia Pty Ltd | SI8.0H-13 | BYD | 2026-09-14
2024-03-15 | HBS10648 | Shenzhen BYD Electronics Co Ltd LV Flex (x15) w/ SMA Australia Pty Ltd SI8.0H-13 | 75 |  |  | Shenzhen BYD Electronics Co Ltd | LV Flex | 15 | SMA Australia Pty Ltd | SI8.0H-13 | BYD | 2026-09-14
2024-03-15 | HBS10649 | Shenzhen BYD Electronics Co Ltd LV Flex (x16) w/ SMA Australia Pty Ltd SI8.0H-13 | 80 |  |  | Shenzhen BYD Electronics Co Ltd | LV Flex | 16 | SMA Australia Pty Ltd | SI8.0H-13 | BYD | 2026-09-14
2024-03-15 | HBS10650 | Shenzhen BYD Electronics Co Ltd LV Flex (x17) w/ SMA Australia Pty Ltd SI8.0H-13 | 85 |  |  | Shenzhen BYD Electronics Co Ltd | LV Flex | 17 | SMA Australia Pty Ltd | SI8.0H-13 | BYD | 2026-09-14
2024-03-15 | HBS10651 | Shenzhen BYD Electronics Co Ltd LV Flex (x18) w/ SMA Australia Pty Ltd SI8.0H-13 | 90 |  |  | Shenzhen BYD Electronics Co Ltd | LV Flex | 18 | SMA Australia Pty Ltd | SI8.0H-13 | BYD | 2026-09-14
2024-03-15 | HBS10652 | Shenzhen BYD Electronics Co Ltd LV Flex (x19) w/ SMA Australia Pty Ltd SI8.0H-13 | 95 |  |  | Shenzhen BYD Electronics Co Ltd | LV Flex | 19 | SMA Australia Pty Ltd | SI8.0H-13 | BYD | 2026-09-14
2024-03-15 | HBS10653 | Shenzhen BYD Electronics Co Ltd LV Flex (x20) w/ SMA Australia Pty Ltd SI8.0H-13 | 100 |  |  | Shenzhen BYD Electronics Co Ltd | LV Flex | 20 | SMA Australia Pty Ltd | SI8.0H-13 | BYD | 2026-09-14
2024-03-15 | HBS10654 | Shenzhen BYD Electronics Co Ltd LV Flex (x21) w/ SMA Australia Pty Ltd SI8.0H-13 | 105 |  |  | Shenzhen BYD Electronics Co Ltd | LV Flex | 21 | SMA Australia Pty Ltd | SI8.0H-13 | BYD | 2026-09-14
2024-03-15 | HBS10655 | Shenzhen BYD Electronics Co Ltd LV Flex (x22) w/ SMA Australia Pty Ltd SI8.0H-13 | 110 |  |  | Shenzhen BYD Electronics Co Ltd | LV Flex | 22 | SMA Australia Pty Ltd | SI8.0H-13 | BYD | 2026-09-14
2024-03-15 | HBS10656 | Shenzhen BYD Electronics Co Ltd LV Flex (x23) w/ SMA Australia Pty Ltd SI8.0H-13 | 115 |  |  | Shenzhen BYD Electronics Co Ltd | LV Flex | 23 | SMA Australia Pty Ltd | SI8.0H-13 | BYD | 2026-09-14
2024-03-15 | HBS10657 | Shenzhen BYD Electronics Co Ltd LV Flex (x24) w/ SMA Australia Pty Ltd SI8.0H-13 | 120 |  |  | Shenzhen BYD Electronics Co Ltd | LV Flex | 24 | SMA Australia Pty Ltd | SI8.0H-13 | BYD | 2026-09-14
2024-03-15 | HBS10658 | Shenzhen BYD Electronics Co Ltd LV Flex (x25) w/ SMA Australia Pty Ltd SI8.0H-13 | 125 |  |  | Shenzhen BYD Electronics Co Ltd | LV Flex | 25 | SMA Australia Pty Ltd | SI8.0H-13 | BYD | 2026-09-14
2024-03-15 | HBS10659 | Shenzhen BYD Electronics Co Ltd LV Flex (x26) w/ SMA Australia Pty Ltd SI8.0H-13 | 130 |  |  | Shenzhen BYD Electronics Co Ltd | LV Flex | 26 | SMA Australia Pty Ltd | SI8.0H-13 | BYD | 2026-09-14
2024-03-15 | HBS10660 | Shenzhen BYD Electronics Co Ltd LV Flex (x27) w/ SMA Australia Pty Ltd SI8.0H-13 | 135 |  |  | Shenzhen BYD Electronics Co Ltd | LV Flex | 27 | SMA Australia Pty Ltd | SI8.0H-13 | BYD | 2026-09-14
2024-03-15 | HBS10661 | Shenzhen BYD Electronics Co Ltd LV Flex (x28) w/ SMA Australia Pty Ltd SI8.0H-13 | 140 |  |  | Shenzhen BYD Electronics Co Ltd | LV Flex | 28 | SMA Australia Pty Ltd | SI8.0H-13 | BYD | 2026-09-14
2024-03-15 | HBS10662 | Shenzhen BYD Electronics Co Ltd LV Flex (x29) w/ SMA Australia Pty Ltd SI8.0H-13 | 145 |  |  | Shenzhen BYD Electronics Co Ltd | LV Flex | 29 | SMA Australia Pty Ltd | SI8.0H-13 | BYD | 2026-09-14
2024-03-15 | HBS10663 | Shenzhen BYD Electronics Co Ltd LV Flex (x30) w/ SMA Australia Pty Ltd SI8.0H-13 | 150 |  |  | Shenzhen BYD Electronics Co Ltd | LV Flex | 30 | SMA Australia Pty Ltd | SI8.0H-13 | BYD | 2026-09-14
2024-03-15 | HBS10664 | Shenzhen BYD Electronics Co Ltd LV Flex (x31) w/ SMA Australia Pty Ltd SI8.0H-13 | 155 |  |  | Shenzhen BYD Electronics Co Ltd | LV Flex | 31 | SMA Australia Pty Ltd | SI8.0H-13 | BYD | 2026-09-14
2024-03-15 | HBS10665 | Shenzhen BYD Electronics Co Ltd LV Flex (x32) w/ SMA Australia Pty Ltd SI8.0H-13 | 160 |  |  | Shenzhen BYD Electronics Co Ltd | LV Flex | 32 | SMA Australia Pty Ltd | SI8.0H-13 | BYD | 2026-09-14
2024-03-15 | HBS10666 | Shenzhen BYD Electronics Co Ltd LV Flex (x33) w/ SMA Australia Pty Ltd SI8.0H-13 | 165 |  |  | Shenzhen BYD Electronics Co Ltd | LV Flex | 33 | SMA Australia Pty Ltd | SI8.0H-13 | BYD | 2026-09-14
2024-03-15 | HBS10667 | Shenzhen BYD Electronics Co Ltd LV Flex (x34) w/ SMA Australia Pty Ltd SI8.0H-13 | 170 |  |  | Shenzhen BYD Electronics Co Ltd | LV Flex | 34 | SMA Australia Pty Ltd | SI8.0H-13 | BYD | 2026-09-14
2024-03-15 | HBS10668 | Shenzhen BYD Electronics Co Ltd LV Flex (x35) w/ SMA Australia Pty Ltd SI8.0H-13 | 175 |  |  | Shenzhen BYD Electronics Co Ltd | LV Flex | 35 | SMA Australia Pty Ltd | SI8.0H-13 | BYD | 2026-09-14
2024-03-15 | HBS10669 | Shenzhen BYD Electronics Co Ltd LV Flex (x36) w/ SMA Australia Pty Ltd SI8.0H-13 | 180 |  |  | Shenzhen BYD Electronics Co Ltd | LV Flex | 36 | SMA Australia Pty Ltd | SI8.0H-13 | BYD | 2026-09-14
2024-03-15 | HBS10670 | Shenzhen BYD Electronics Co Ltd LV Flex (x37) w/ SMA Australia Pty Ltd SI8.0H-13 | 185 |  |  | Shenzhen BYD Electronics Co Ltd | LV Flex | 37 | SMA Australia Pty Ltd | SI8.0H-13 | BYD | 2026-09-14
2024-03-15 | HBS10671 | Shenzhen BYD Electronics Co Ltd LV Flex (x38) w/ SMA Australia Pty Ltd SI8.0H-13 | 190 |  |  | Shenzhen BYD Electronics Co Ltd | LV Flex | 38 | SMA Australia Pty Ltd | SI8.0H-13 | BYD | 2026-09-14
2024-03-15 | HBS10672 | Shenzhen BYD Electronics Co Ltd LV Flex (x39) w/ SMA Australia Pty Ltd SI8.0H-13 | 195 |  |  | Shenzhen BYD Electronics Co Ltd | LV Flex | 39 | SMA Australia Pty Ltd | SI8.0H-13 | BYD | 2026-09-14
2024-03-15 | HBS10673 | Shenzhen BYD Electronics Co Ltd LV Flex (x40) w/ SMA Australia Pty Ltd SI8.0H-13 | 200 |  |  | Shenzhen BYD Electronics Co Ltd | LV Flex | 40 | SMA Australia Pty Ltd | SI8.0H-13 | BYD | 2026-09-14
2024-03-15 | HBS10674 | Shenzhen BYD Electronics Co Ltd LV Flex (x41) w/ SMA Australia Pty Ltd SI8.0H-13 | 205 |  |  | Shenzhen BYD Electronics Co Ltd | LV Flex | 41 | SMA Australia Pty Ltd | SI8.0H-13 | BYD | 2026-09-14
2024-03-15 | HBS10675 | Shenzhen BYD Electronics Co Ltd LV Flex (x42) w/ SMA Australia Pty Ltd SI8.0H-13 | 210 |  |  | Shenzhen BYD Electronics Co Ltd | LV Flex | 42 | SMA Australia Pty Ltd | SI8.0H-13 | BYD | 2026-09-14
2024-03-15 | HBS10676 | Shenzhen BYD Electronics Co Ltd LV Flex (x43) w/ SMA Australia Pty Ltd SI8.0H-13 | 215 |  |  | Shenzhen BYD Electronics Co Ltd | LV Flex | 43 | SMA Australia Pty Ltd | SI8.0H-13 | BYD | 2026-09-14
2024-03-15 | HBS10677 | Shenzhen BYD Electronics Co Ltd LV Flex (x44) w/ SMA Australia Pty Ltd SI8.0H-13 | 220 |  |  | Shenzhen BYD Electronics Co Ltd | LV Flex | 44 | SMA Australia Pty Ltd | SI8.0H-13 | BYD | 2026-09-14
2024-03-15 | HBS10678 | Shenzhen BYD Electronics Co Ltd LV Flex (x45) w/ SMA Australia Pty Ltd SI8.0H-13 | 225 |  |  | Shenzhen BYD Electronics Co Ltd | LV Flex | 45 | SMA Australia Pty Ltd | SI8.0H-13 | BYD | 2026-09-14
2024-03-15 | HBS10679 | Shenzhen BYD Electronics Co Ltd LV Flex (x46) w/ SMA Australia Pty Ltd SI8.0H-13 | 230 |  |  | Shenzhen BYD Electronics Co Ltd | LV Flex | 46 | SMA Australia Pty Ltd | SI8.0H-13 | BYD | 2026-09-14
2024-03-15 | HBS10680 | Shenzhen BYD Electronics Co Ltd LV Flex (x47) w/ SMA Australia Pty Ltd SI8.0H-13 | 235 |  |  | Shenzhen BYD Electronics Co Ltd | LV Flex | 47 | SMA Australia Pty Ltd | SI8.0H-13 | BYD | 2026-09-14
2024-03-15 | HBS10681 | Shenzhen BYD Electronics Co Ltd LV Flex (x48) w/ SMA Australia Pty Ltd SI8.0H-13 | 240 |  |  | Shenzhen BYD Electronics Co Ltd | LV Flex | 48 | SMA Australia Pty Ltd | SI8.0H-13 | BYD | 2026-09-14
2024-03-15 | HBS10682 | Shenzhen BYD Electronics Co Ltd LV Flex (x49) w/ SMA Australia Pty Ltd SI8.0H-13 | 245 |  |  | Shenzhen BYD Electronics Co Ltd | LV Flex | 49 | SMA Australia Pty Ltd | SI8.0H-13 | BYD | 2026-09-14
2024-03-15 | HBS10683 | Shenzhen BYD Electronics Co Ltd LV Flex (x50) w/ SMA Australia Pty Ltd SI8.0H-13 | 250 |  |  | Shenzhen BYD Electronics Co Ltd | LV Flex | 50 | SMA Australia Pty Ltd | SI8.0H-13 | BYD | 2026-09-14
2024-03-15 | HBS10684 | Shenzhen BYD Electronics Co Ltd LV Flex (x51) w/ SMA Australia Pty Ltd SI8.0H-13 | 255 |  |  | Shenzhen BYD Electronics Co Ltd | LV Flex | 51 | SMA Australia Pty Ltd | SI8.0H-13 | BYD | 2026-09-14
2024-03-15 | HBS10685 | Shenzhen BYD Electronics Co Ltd LV Flex (x52) w/ SMA Australia Pty Ltd SI8.0H-13 | 260 |  |  | Shenzhen BYD Electronics Co Ltd | LV Flex | 52 | SMA Australia Pty Ltd | SI8.0H-13 | BYD | 2026-09-14
2024-03-15 | HBS10686 | Shenzhen BYD Electronics Co Ltd LV Flex (x53) w/ SMA Australia Pty Ltd SI8.0H-13 | 265 |  |  | Shenzhen BYD Electronics Co Ltd | LV Flex | 53 | SMA Australia Pty Ltd | SI8.0H-13 | BYD | 2026-09-14
2024-03-15 | HBS10687 | Shenzhen BYD Electronics Co Ltd LV Flex (x54) w/ SMA Australia Pty Ltd SI8.0H-13 | 270 |  |  | Shenzhen BYD Electronics Co Ltd | LV Flex | 54 | SMA Australia Pty Ltd | SI8.0H-13 | BYD | 2026-09-14
2024-03-15 | HBS10688 | Shenzhen BYD Electronics Co Ltd LV Flex (x55) w/ SMA Australia Pty Ltd SI8.0H-13 | 275 |  |  | Shenzhen BYD Electronics Co Ltd | LV Flex | 55 | SMA Australia Pty Ltd | SI8.0H-13 | BYD | 2026-09-14
2024-03-15 | HBS10689 | Shenzhen BYD Electronics Co Ltd LV Flex (x56) w/ SMA Australia Pty Ltd SI8.0H-13 | 280 |  |  | Shenzhen BYD Electronics Co Ltd | LV Flex | 56 | SMA Australia Pty Ltd | SI8.0H-13 | BYD | 2026-09-14
2024-03-15 | HBS10690 | Shenzhen BYD Electronics Co Ltd LV Flex (x57) w/ SMA Australia Pty Ltd SI8.0H-13 | 285 |  |  | Shenzhen BYD Electronics Co Ltd | LV Flex | 57 | SMA Australia Pty Ltd | SI8.0H-13 | BYD | 2026-09-14
2024-03-15 | HBS10691 | Shenzhen BYD Electronics Co Ltd LV Flex (x58) w/ SMA Australia Pty Ltd SI8.0H-13 | 290 |  |  | Shenzhen BYD Electronics Co Ltd | LV Flex | 58 | SMA Australia Pty Ltd | SI8.0H-13 | BYD | 2026-09-14
2024-03-15 | HBS10692 | Shenzhen BYD Electronics Co Ltd LV Flex (x59) w/ SMA Australia Pty Ltd SI8.0H-13 | 295 |  |  | Shenzhen BYD Electronics Co Ltd | LV Flex | 59 | SMA Australia Pty Ltd | SI8.0H-13 | BYD | 2026-09-14
2024-03-15 | HBS10693 | Shenzhen BYD Electronics Co Ltd LV Flex (x60) w/ SMA Australia Pty Ltd SI8.0H-13 | 300 |  |  | Shenzhen BYD Electronics Co Ltd | LV Flex | 60 | SMA Australia Pty Ltd | SI8.0H-13 | BYD | 2026-09-14
2024-03-15 | HBS10694 | Shenzhen BYD Electronics Co Ltd LV Flex (x61) w/ SMA Australia Pty Ltd SI8.0H-13 | 305 |  |  | Shenzhen BYD Electronics Co Ltd | LV Flex | 61 | SMA Australia Pty Ltd | SI8.0H-13 | BYD | 2026-09-14
2024-03-15 | HBS10695 | Shenzhen BYD Electronics Co Ltd LV Flex (x62) w/ SMA Australia Pty Ltd SI8.0H-13 | 310 |  |  | Shenzhen BYD Electronics Co Ltd | LV Flex | 62 | SMA Australia Pty Ltd | SI8.0H-13 | BYD | 2026-09-14
2024-03-15 | HBS10696 | Shenzhen BYD Electronics Co Ltd LV Flex (x63) w/ SMA Australia Pty Ltd SI8.0H-13 | 315 |  |  | Shenzhen BYD Electronics Co Ltd | LV Flex | 63 | SMA Australia Pty Ltd | SI8.0H-13 | BYD | 2026-09-14
2024-03-15 | HBS10697 | Shenzhen BYD Electronics Co Ltd LV Flex (x64) w/ SMA Australia Pty Ltd SI8.0H-13 | 320 |  |  | Shenzhen BYD Electronics Co Ltd | LV Flex | 64 | SMA Australia Pty Ltd | SI8.0H-13 | BYD | 2026-09-14
2024-03-15 | HBS10698 | Shenzhen BYD Electronics Co Ltd HVM 11.0 (x1) w/ GoodWe Technologies Co Ltd GW15K-ET | 11.04 |  |  | Shenzhen BYD Electronics Co Ltd | HVM 11.0 | 1 | GoodWe Technologies Co Ltd | GW15K-ET | BYD | 2026-02-10
2024-03-15 | HBS10699 | Shenzhen BYD Electronics Co Ltd HVM 13.8 (x1) w/ GoodWe Technologies Co Ltd GW15K-ET | 13.84 |  |  | Shenzhen BYD Electronics Co Ltd | HVM 13.8 | 1 | GoodWe Technologies Co Ltd | GW15K-ET | BYD | 2026-02-10
2024-03-15 | HBS10700 | Shenzhen BYD Electronics Co Ltd HVM 16.6 (x1) w/ GoodWe Technologies Co Ltd GW15K-ET | 16.56 |  |  | Shenzhen BYD Electronics Co Ltd | HVM 16.6 | 1 | GoodWe Technologies Co Ltd | GW15K-ET | BYD | 2026-02-10
2024-03-15 | HBS10701 | Shenzhen BYD Electronics Co Ltd HVM 19.3 (x1) w/ GoodWe Technologies Co Ltd GW15K-ET | 19.32 |  |  | Shenzhen BYD Electronics Co Ltd | HVM 19.3 | 1 | GoodWe Technologies Co Ltd | GW15K-ET | BYD | 2026-02-10
2024-03-15 | HBS10702 | Shenzhen BYD Electronics Co Ltd HVM 22.1 (x1) w/ GoodWe Technologies Co Ltd GW15K-ET | 22.08 |  |  | Shenzhen BYD Electronics Co Ltd | HVM 22.1 | 1 | GoodWe Technologies Co Ltd | GW15K-ET | BYD | 2026-02-10
2024-03-15 | HBS10703 | Shenzhen BYD Electronics Co Ltd HVM 8.3 (x1) w/ GoodWe Technologies Co Ltd GEH5.0-1U-10 | 8.28 |  |  | Shenzhen BYD Electronics Co Ltd | HVM 8.3 | 1 | GoodWe Technologies Co Ltd | GEH5.0-1U-10 | BYD | 2025-05-04
2024-03-15 | HBS10704 | Shenzhen BYD Electronics Co Ltd HVM 11.0 (x1) w/ GoodWe Technologies Co Ltd GEH5.0-1U-10 | 11.04 |  |  | Shenzhen BYD Electronics Co Ltd | HVM 11.0 | 1 | GoodWe Technologies Co Ltd | GEH5.0-1U-10 | BYD | 2025-05-04
2024-03-15 | HBS10705 | Shenzhen BYD Electronics Co Ltd HVM 13.8 (x1) w/ GoodWe Technologies Co Ltd GEH5.0-1U-10 | 13.84 |  |  | Shenzhen BYD Electronics Co Ltd | HVM 13.8 | 1 | GoodWe Technologies Co Ltd | GEH5.0-1U-10 | BYD | 2025-05-04
2024-03-15 | HBS10706 | Shenzhen BYD Electronics Co Ltd HVM 16.6 (x1) w/ GoodWe Technologies Co Ltd GEH5.0-1U-10 | 16.56 |  |  | Shenzhen BYD Electronics Co Ltd | HVM 16.6 | 1 | GoodWe Technologies Co Ltd | GEH5.0-1U-10 | BYD | 2025-05-04
2024-03-15 | HBS10707 | Shenzhen BYD Electronics Co Ltd HVM 19.3 (x1) w/ GoodWe Technologies Co Ltd GEH5.0-1U-10 | 19.32 |  |  | Shenzhen BYD Electronics Co Ltd | HVM 19.3 | 1 | GoodWe Technologies Co Ltd | GEH5.0-1U-10 | BYD | 2025-05-04
2024-03-15 | HBS10708 | Shenzhen BYD Electronics Co Ltd HVM 22.1 (x1) w/ GoodWe Technologies Co Ltd GEH5.0-1U-10 | 22.08 |  |  | Shenzhen BYD Electronics Co Ltd | HVM 22.1 | 1 | GoodWe Technologies Co Ltd | GEH5.0-1U-10 | BYD | 2025-05-04
2024-03-15 | HBS10709 | Shenzhen BYD Electronics Co Ltd HVM 8.3 (x1) w/ GoodWe Technologies Co Ltd GEH8.6-1U-10 | 8.28 |  |  | Shenzhen BYD Electronics Co Ltd | HVM 8.3 | 1 | GoodWe Technologies Co Ltd | GEH8.6-1U-10 | BYD | 2025-05-04
2024-03-15 | HBS10710 | Shenzhen BYD Electronics Co Ltd HVM 11.0 (x1) w/ GoodWe Technologies Co Ltd GEH8.6-1U-10 | 11.04 |  |  | Shenzhen BYD Electronics Co Ltd | HVM 11.0 | 1 | GoodWe Technologies Co Ltd | GEH8.6-1U-10 | BYD | 2025-05-04
2024-03-15 | HBS10711 | Shenzhen BYD Electronics Co Ltd HVM 13.8 (x1) w/ GoodWe Technologies Co Ltd GEH8.6-1U-10 | 13.84 |  |  | Shenzhen BYD Electronics Co Ltd | HVM 13.8 | 1 | GoodWe Technologies Co Ltd | GEH8.6-1U-10 | BYD | 2025-05-04
2024-03-15 | HBS10712 | Shenzhen BYD Electronics Co Ltd HVM 16.6 (x1) w/ GoodWe Technologies Co Ltd GEH8.6-1U-10 | 16.56 |  |  | Shenzhen BYD Electronics Co Ltd | HVM 16.6 | 1 | GoodWe Technologies Co Ltd | GEH8.6-1U-10 | BYD | 2025-05-04
2024-03-15 | HBS10713 | Shenzhen BYD Electronics Co Ltd HVM 19.3 (x1) w/ GoodWe Technologies Co Ltd GEH8.6-1U-10 | 19.32 |  |  | Shenzhen BYD Electronics Co Ltd | HVM 19.3 | 1 | GoodWe Technologies Co Ltd | GEH8.6-1U-10 | BYD | 2025-05-04
2024-03-15 | HBS10714 | Shenzhen BYD Electronics Co Ltd HVM 22.1 (x1) w/ GoodWe Technologies Co Ltd GEH8.6-1U-10 | 22.08 |  |  | Shenzhen BYD Electronics Co Ltd | HVM 22.1 | 1 | GoodWe Technologies Co Ltd | GEH8.6-1U-10 | BYD | 2025-05-04
2024-03-15 | HBS10715 | Shenzhen BYD Electronics Co Ltd HVM 8.3 (x1) w/ GoodWe Technologies Co Ltd GEH10-1U-10 | 8.28 |  |  | Shenzhen BYD Electronics Co Ltd | HVM 8.3 | 1 | GoodWe Technologies Co Ltd | GEH10-1U-10 | BYD | 2025-05-04
2024-03-15 | HBS10716 | Shenzhen BYD Electronics Co Ltd HVM 11.0 (x1) w/ GoodWe Technologies Co Ltd GEH10-1U-10 | 11.04 |  |  | Shenzhen BYD Electronics Co Ltd | HVM 11.0 | 1 | GoodWe Technologies Co Ltd | GEH10-1U-10 | BYD | 2025-05-04
2024-03-15 | HBS10717 | Shenzhen BYD Electronics Co Ltd HVM 13.8 (x1) w/ GoodWe Technologies Co Ltd GEH10-1U-10 | 13.84 |  |  | Shenzhen BYD Electronics Co Ltd | HVM 13.8 | 1 | GoodWe Technologies Co Ltd | GEH10-1U-10 | BYD | 2025-05-04
2024-03-15 | HBS10718 | Shenzhen BYD Electronics Co Ltd HVM 16.6 (x1) w/ GoodWe Technologies Co Ltd GEH10-1U-10 | 16.56 |  |  | Shenzhen BYD Electronics Co Ltd | HVM 16.6 | 1 | GoodWe Technologies Co Ltd | GEH10-1U-10 | BYD | 2025-05-04
2024-03-15 | HBS10719 | Shenzhen BYD Electronics Co Ltd HVM 19.3 (x1) w/ GoodWe Technologies Co Ltd GEH10-1U-10 | 19.32 |  |  | Shenzhen BYD Electronics Co Ltd | HVM 19.3 | 1 | GoodWe Technologies Co Ltd | GEH10-1U-10 | BYD | 2025-05-04
2024-03-15 | HBS10720 | Shenzhen BYD Electronics Co Ltd HVM 22.1 (x1) w/ GoodWe Technologies Co Ltd GEH10-1U-10 | 22.08 |  |  | Shenzhen BYD Electronics Co Ltd | HVM 22.1 | 1 | GoodWe Technologies Co Ltd | GEH10-1U-10 | BYD | 2025-05-04
2024-03-15 | HBS10721 | Shenzhen BYD Electronics Co Ltd HVM 11.0 (x2) w/ GoodWe Technologies Co Ltd GW15K-ET | 22.08 |  |  | Shenzhen BYD Electronics Co Ltd | HVM 11.0 | 2 | GoodWe Technologies Co Ltd | GW15K-ET | BYD | 2026-02-10
2024-03-15 | HBS10722 | Shenzhen BYD Electronics Co Ltd HVM 13.8 (x2) w/ GoodWe Technologies Co Ltd GW15K-ET | 27.68 |  |  | Shenzhen BYD Electronics Co Ltd | HVM 13.8 | 2 | GoodWe Technologies Co Ltd | GW15K-ET | BYD | 2026-02-10
2024-03-15 | HBS10723 | Shenzhen BYD Electronics Co Ltd HVM 16.6 (x2) w/ GoodWe Technologies Co Ltd GW15K-ET | 33.12 |  |  | Shenzhen BYD Electronics Co Ltd | HVM 16.6 | 2 | GoodWe Technologies Co Ltd | GW15K-ET | BYD | 2026-02-10
2024-03-15 | HBS10724 | Shenzhen BYD Electronics Co Ltd HVM 19.3 (x2) w/ GoodWe Technologies Co Ltd GW15K-ET | 38.64 |  |  | Shenzhen BYD Electronics Co Ltd | HVM 19.3 | 2 | GoodWe Technologies Co Ltd | GW15K-ET | BYD | 2026-02-10
2024-03-15 | HBS10725 | Shenzhen BYD Electronics Co Ltd HVM 22.1 (x2) w/ GoodWe Technologies Co Ltd GW15K-ET | 44.16 |  |  | Shenzhen BYD Electronics Co Ltd | HVM 22.1 | 2 | GoodWe Technologies Co Ltd | GW15K-ET | BYD | 2026-02-10
2024-03-15 | HBS10726 | Shenzhen BYD Electronics Co Ltd HVM 8.3 (x2) w/ GoodWe Technologies Co Ltd GEH5.0-1U-10 | 16.56 |  |  | Shenzhen BYD Electronics Co Ltd | HVM 8.3 | 2 | GoodWe Technologies Co Ltd | GEH5.0-1U-10 | BYD | 2025-05-04
2024-03-15 | HBS10727 | Shenzhen BYD Electronics Co Ltd HVM 11.0 (x2) w/ GoodWe Technologies Co Ltd GEH5.0-1U-10 | 22.08 |  |  | Shenzhen BYD Electronics Co Ltd | HVM 11.0 | 2 | GoodWe Technologies Co Ltd | GEH5.0-1U-10 | BYD | 2025-05-04
2024-03-15 | HBS10728 | Shenzhen BYD Electronics Co Ltd HVM 13.8 (x2) w/ GoodWe Technologies Co Ltd GEH5.0-1U-10 | 27.68 |  |  | Shenzhen BYD Electronics Co Ltd | HVM 13.8 | 2 | GoodWe Technologies Co Ltd | GEH5.0-1U-10 | BYD | 2025-05-04
2024-03-15 | HBS10729 | Shenzhen BYD Electronics Co Ltd HVM 16.6 (x2) w/ GoodWe Technologies Co Ltd GEH5.0-1U-10 | 33.12 |  |  | Shenzhen BYD Electronics Co Ltd | HVM 16.6 | 2 | GoodWe Technologies Co Ltd | GEH5.0-1U-10 | BYD | 2025-05-04
2024-03-15 | HBS10730 | Shenzhen BYD Electronics Co Ltd HVM 19.3 (x2) w/ GoodWe Technologies Co Ltd GEH5.0-1U-10 | 38.64 |  |  | Shenzhen BYD Electronics Co Ltd | HVM 19.3 | 2 | GoodWe Technologies Co Ltd | GEH5.0-1U-10 | BYD | 2025-05-04
2024-03-15 | HBS10731 | Shenzhen BYD Electronics Co Ltd HVM 22.1 (x2) w/ GoodWe Technologies Co Ltd GEH5.0-1U-10 | 44.16 |  |  | Shenzhen BYD Electronics Co Ltd | HVM 22.1 | 2 | GoodWe Technologies Co Ltd | GEH5.0-1U-10 | BYD | 2025-05-04
2024-03-15 | HBS10732 | Shenzhen BYD Electronics Co Ltd HVM 8.3 (x2) w/ GoodWe Technologies Co Ltd GEH8.6-1U-10 | 16.56 |  |  | Shenzhen BYD Electronics Co Ltd | HVM 8.3 | 2 | GoodWe Technologies Co Ltd | GEH8.6-1U-10 | BYD | 2025-05-04
2024-03-15 | HBS10733 | Shenzhen BYD Electronics Co Ltd HVM 11.0 (x2) w/ GoodWe Technologies Co Ltd GEH8.6-1U-10 | 22.08 |  |  | Shenzhen BYD Electronics Co Ltd | HVM 11.0 | 2 | GoodWe Technologies Co Ltd | GEH8.6-1U-10 | BYD | 2025-05-04
2024-03-15 | HBS10734 | Shenzhen BYD Electronics Co Ltd HVM 13.8 (x2) w/ GoodWe Technologies Co Ltd GEH8.6-1U-10 | 27.68 |  |  | Shenzhen BYD Electronics Co Ltd | HVM 13.8 | 2 | GoodWe Technologies Co Ltd | GEH8.6-1U-10 | BYD | 2025-05-04
2024-03-15 | HBS10735 | Shenzhen BYD Electronics Co Ltd HVM 16.6 (x2) w/ GoodWe Technologies Co Ltd GEH8.6-1U-10 | 33.12 |  |  | Shenzhen BYD Electronics Co Ltd | HVM 16.6 | 2 | GoodWe Technologies Co Ltd | GEH8.6-1U-10 | BYD | 2025-05-04
2024-03-15 | HBS10736 | Shenzhen BYD Electronics Co Ltd HVM 19.3 (x2) w/ GoodWe Technologies Co Ltd GEH8.6-1U-10 | 38.64 |  |  | Shenzhen BYD Electronics Co Ltd | HVM 19.3 | 2 | GoodWe Technologies Co Ltd | GEH8.6-1U-10 | BYD | 2025-05-04
2024-03-15 | HBS10737 | Shenzhen BYD Electronics Co Ltd HVM 22.1 (x2) w/ GoodWe Technologies Co Ltd GEH8.6-1U-10 | 44.16 |  |  | Shenzhen BYD Electronics Co Ltd | HVM 22.1 | 2 | GoodWe Technologies Co Ltd | GEH8.6-1U-10 | BYD | 2025-05-04
2024-03-15 | HBS10738 | Shenzhen BYD Electronics Co Ltd HVM 8.3 (x2) w/ GoodWe Technologies Co Ltd GEH10-1U-10 | 16.56 |  |  | Shenzhen BYD Electronics Co Ltd | HVM 8.3 | 2 | GoodWe Technologies Co Ltd | GEH10-1U-10 | BYD | 2025-05-04
2024-03-15 | HBS10739 | Shenzhen BYD Electronics Co Ltd HVM 11.0 (x2) w/ GoodWe Technologies Co Ltd GEH10-1U-10 | 22.08 |  |  | Shenzhen BYD Electronics Co Ltd | HVM 11.0 | 2 | GoodWe Technologies Co Ltd | GEH10-1U-10 | BYD | 2025-05-04
2024-03-15 | HBS10740 | Shenzhen BYD Electronics Co Ltd HVM 13.8 (x2) w/ GoodWe Technologies Co Ltd GEH10-1U-10 | 27.68 |  |  | Shenzhen BYD Electronics Co Ltd | HVM 13.8 | 2 | GoodWe Technologies Co Ltd | GEH10-1U-10 | BYD | 2025-05-04
2024-03-15 | HBS10741 | Shenzhen BYD Electronics Co Ltd HVM 16.6 (x2) w/ GoodWe Technologies Co Ltd GEH10-1U-10 | 33.12 |  |  | Shenzhen BYD Electronics Co Ltd | HVM 16.6 | 2 | GoodWe Technologies Co Ltd | GEH10-1U-10 | BYD | 2025-05-04
2024-03-15 | HBS10742 | Shenzhen BYD Electronics Co Ltd HVM 19.3 (x2) w/ GoodWe Technologies Co Ltd GEH10-1U-10 | 38.64 |  |  | Shenzhen BYD Electronics Co Ltd | HVM 19.3 | 2 | GoodWe Technologies Co Ltd | GEH10-1U-10 | BYD | 2025-05-04
2024-03-15 | HBS10743 | Shenzhen BYD Electronics Co Ltd HVM 22.1 (x2) w/ GoodWe Technologies Co Ltd GEH10-1U-10 | 44.16 |  |  | Shenzhen BYD Electronics Co Ltd | HVM 22.1 | 2 | GoodWe Technologies Co Ltd | GEH10-1U-10 | BYD | 2025-05-04
2024-03-15 | HBS10744 | Shenzhen BYD Electronics Co Ltd HVM 11.0 (x3) w/ GoodWe Technologies Co Ltd GW15K-ET | 33.12 |  |  | Shenzhen BYD Electronics Co Ltd | HVM 11.0 | 3 | GoodWe Technologies Co Ltd | GW15K-ET | BYD | 2026-02-10
2024-03-15 | HBS10745 | Shenzhen BYD Electronics Co Ltd HVM 13.8 (x3) w/ GoodWe Technologies Co Ltd GW15K-ET | 41.52 |  |  | Shenzhen BYD Electronics Co Ltd | HVM 13.8 | 3 | GoodWe Technologies Co Ltd | GW15K-ET | BYD | 2026-02-10
2024-03-15 | HBS10746 | Shenzhen BYD Electronics Co Ltd HVM 16.6 (x3) w/ GoodWe Technologies Co Ltd GW15K-ET | 49.68 |  |  | Shenzhen BYD Electronics Co Ltd | HVM 16.6 | 3 | GoodWe Technologies Co Ltd | GW15K-ET | BYD | 2026-02-10
2024-03-15 | HBS10747 | Shenzhen BYD Electronics Co Ltd HVM 19.3 (x3) w/ GoodWe Technologies Co Ltd GW15K-ET | 57.96 |  |  | Shenzhen BYD Electronics Co Ltd | HVM 19.3 | 3 | GoodWe Technologies Co Ltd | GW15K-ET | BYD | 2026-02-10
2024-03-15 | HBS10748 | Shenzhen BYD Electronics Co Ltd HVM 22.1 (x3) w/ GoodWe Technologies Co Ltd GW15K-ET | 66.24 |  |  | Shenzhen BYD Electronics Co Ltd | HVM 22.1 | 3 | GoodWe Technologies Co Ltd | GW15K-ET | BYD | 2026-02-10
2024-03-15 | HBS10749 | Shenzhen BYD Electronics Co Ltd HVM 8.3 (x3) w/ GoodWe Technologies Co Ltd GEH5.0-1U-10 | 24.84 |  |  | Shenzhen BYD Electronics Co Ltd | HVM 8.3 | 3 | GoodWe Technologies Co Ltd | GEH5.0-1U-10 | BYD | 2025-05-04
2024-03-15 | HBS10750 | Shenzhen BYD Electronics Co Ltd HVM 11.0 (x3) w/ GoodWe Technologies Co Ltd GEH5.0-1U-10 | 33.12 |  |  | Shenzhen BYD Electronics Co Ltd | HVM 11.0 | 3 | GoodWe Technologies Co Ltd | GEH5.0-1U-10 | BYD | 2025-05-04
2024-03-15 | HBS10751 | Shenzhen BYD Electronics Co Ltd HVM 13.8 (x3) w/ GoodWe Technologies Co Ltd GEH5.0-1U-10 | 41.52 |  |  | Shenzhen BYD Electronics Co Ltd | HVM 13.8 | 3 | GoodWe Technologies Co Ltd | GEH5.0-1U-10 | BYD | 2025-05-04
2024-03-15 | HBS10752 | Shenzhen BYD Electronics Co Ltd HVM 16.6 (x3) w/ GoodWe Technologies Co Ltd GEH5.0-1U-10 | 49.68 |  |  | Shenzhen BYD Electronics Co Ltd | HVM 16.6 | 3 | GoodWe Technologies Co Ltd | GEH5.0-1U-10 | BYD | 2025-05-04
2024-03-15 | HBS10753 | Shenzhen BYD Electronics Co Ltd HVM 19.3 (x3) w/ GoodWe Technologies Co Ltd GEH5.0-1U-10 | 57.96 |  |  | Shenzhen BYD Electronics Co Ltd | HVM 19.3 | 3 | GoodWe Technologies Co Ltd | GEH5.0-1U-10 | BYD | 2025-05-04
2024-03-15 | HBS10754 | Shenzhen BYD Electronics Co Ltd HVM 22.1 (x3) w/ GoodWe Technologies Co Ltd GEH5.0-1U-10 | 66.24 |  |  | Shenzhen BYD Electronics Co Ltd | HVM 22.1 | 3 | GoodWe Technologies Co Ltd | GEH5.0-1U-10 | BYD | 2025-05-04
2024-03-15 | HBS10755 | Shenzhen BYD Electronics Co Ltd HVM 8.3 (x3) w/ GoodWe Technologies Co Ltd GEH8.6-1U-10 | 24.84 |  |  | Shenzhen BYD Electronics Co Ltd | HVM 8.3 | 3 | GoodWe Technologies Co Ltd | GEH8.6-1U-10 | BYD | 2025-05-04
2024-03-15 | HBS10756 | Shenzhen BYD Electronics Co Ltd HVM 11.0 (x3) w/ GoodWe Technologies Co Ltd GEH8.6-1U-10 | 33.12 |  |  | Shenzhen BYD Electronics Co Ltd | HVM 11.0 | 3 | GoodWe Technologies Co Ltd | GEH8.6-1U-10 | BYD | 2025-05-04
2024-03-15 | HBS10757 | Shenzhen BYD Electronics Co Ltd HVM 13.8 (x3) w/ GoodWe Technologies Co Ltd GEH8.6-1U-10 | 41.52 |  |  | Shenzhen BYD Electronics Co Ltd | HVM 13.8 | 3 | GoodWe Technologies Co Ltd | GEH8.6-1U-10 | BYD | 2025-05-04
2024-03-15 | HBS10758 | Shenzhen BYD Electronics Co Ltd HVM 16.6 (x3) w/ GoodWe Technologies Co Ltd GEH8.6-1U-10 | 49.68 |  |  | Shenzhen BYD Electronics Co Ltd | HVM 16.6 | 3 | GoodWe Technologies Co Ltd | GEH8.6-1U-10 | BYD | 2025-05-04
2024-03-15 | HBS10759 | Shenzhen BYD Electronics Co Ltd HVM 19.3 (x3) w/ GoodWe Technologies Co Ltd GEH8.6-1U-10 | 57.96 |  |  | Shenzhen BYD Electronics Co Ltd | HVM 19.3 | 3 | GoodWe Technologies Co Ltd | GEH8.6-1U-10 | BYD | 2025-05-04
2024-03-15 | HBS10760 | Shenzhen BYD Electronics Co Ltd HVM 22.1 (x3) w/ GoodWe Technologies Co Ltd GEH8.6-1U-10 | 66.24 |  |  | Shenzhen BYD Electronics Co Ltd | HVM 22.1 | 3 | GoodWe Technologies Co Ltd | GEH8.6-1U-10 | BYD | 2025-05-04
2024-03-15 | HBS10761 | Shenzhen BYD Electronics Co Ltd HVM 8.3 (x3) w/ GoodWe Technologies Co Ltd GEH10-1U-10 | 24.84 |  |  | Shenzhen BYD Electronics Co Ltd | HVM 8.3 | 3 | GoodWe Technologies Co Ltd | GEH10-1U-10 | BYD | 2025-05-04
2024-03-15 | HBS10762 | Shenzhen BYD Electronics Co Ltd HVM 11.0 (x3) w/ GoodWe Technologies Co Ltd GEH10-1U-10 | 33.12 |  |  | Shenzhen BYD Electronics Co Ltd | HVM 11.0 | 3 | GoodWe Technologies Co Ltd | GEH10-1U-10 | BYD | 2025-05-04
2024-03-15 | HBS10763 | Shenzhen BYD Electronics Co Ltd HVM 13.8 (x3) w/ GoodWe Technologies Co Ltd GEH10-1U-10 | 41.52 |  |  | Shenzhen BYD Electronics Co Ltd | HVM 13.8 | 3 | GoodWe Technologies Co Ltd | GEH10-1U-10 | BYD | 2025-05-04
2024-03-15 | HBS10764 | Shenzhen BYD Electronics Co Ltd HVM 16.6 (x3) w/ GoodWe Technologies Co Ltd GEH10-1U-10 | 49.68 |  |  | Shenzhen BYD Electronics Co Ltd | HVM 16.6 | 3 | GoodWe Technologies Co Ltd | GEH10-1U-10 | BYD | 2025-05-04
2024-03-15 | HBS10765 | Shenzhen BYD Electronics Co Ltd HVM 19.3 (x3) w/ GoodWe Technologies Co Ltd GEH10-1U-10 | 57.96 |  |  | Shenzhen BYD Electronics Co Ltd | HVM 19.3 | 3 | GoodWe Technologies Co Ltd | GEH10-1U-10 | BYD | 2025-05-04
2024-03-15 | HBS10766 | Shenzhen BYD Electronics Co Ltd HVM 22.1 (x3) w/ GoodWe Technologies Co Ltd GEH10-1U-10 | 66.24 |  |  | Shenzhen BYD Electronics Co Ltd | HVM 22.1 | 3 | GoodWe Technologies Co Ltd | GEH10-1U-10 | BYD | 2025-05-04
2024-03-15 | HBS10767 | Shenzhen GivEnergy Co Ltd GIV-AIO-13.5-5.0 + Backup (x) | 13.5 | Shenzhen GivEnergy Co Ltd | GIV-AIO-13.5-5.0 + Backup | [5 empty] | GivEnergy | 2027-02-21
2024-03-15 | HBS10768 | Shenzhen GivEnergy Co Ltd GIV-AIO-13.5-4.6 + Backup (x) | 13.5 | Shenzhen GivEnergy Co Ltd | GIV-AIO-13.5-4.6 + Backup | [5 empty] | GivEnergy | 2027-02-21
2024-03-15 | HBS10769 | Shenzhen GivEnergy Co Ltd GIV-AIO-13.5-3.6 + Backup (x) | 13.5 | Shenzhen GivEnergy Co Ltd | GIV-AIO-13.5-3.6 + Backup | [5 empty] | GivEnergy | 2027-02-21
2024-03-15 | HBS10770 | Shenzhen GivEnergy Co Ltd GIV-AIO-13.5 + Backup (x) | 13.5 | Shenzhen GivEnergy Co Ltd | GIV-AIO-13.5 + Backup | [5 empty] | GivEnergy | 2027-02-21
2024-03-15 | HBS10771 | Shenzhen GivEnergy Co Ltd GIV-AIO-13.5-5.0 (x) | 13.5 | Shenzhen GivEnergy Co Ltd | GIV-AIO-13.5-5.0 | [5 empty] | GivEnergy | 2027-02-21
2024-03-15 | HBS10772 | Shenzhen GivEnergy Co Ltd GIV-AIO-13.5-4.6 (x) | 13.5 | Shenzhen GivEnergy Co Ltd | GIV-AIO-13.5-4.6 | [5 empty] | GivEnergy | 2027-02-21
2024-03-15 | HBS10773 | Shenzhen GivEnergy Co Ltd GIV-AIO-13.5-3.6 (x) | 13.5 | Shenzhen GivEnergy Co Ltd | GIV-AIO-13.5-3.6 | [5 empty] | GivEnergy | 2027-02-21
2024-03-15 | HBS10774 | Shenzhen GivEnergy Co Ltd GIV-AIO-13.5 (x) | 13.5 | Shenzhen GivEnergy Co Ltd | GIV-AIO-13.5 | [5 empty] | GivEnergy | 2027-02-21
2024-03-19 | HBS10775 | Redx Technology Australia Pty Ltd RX-0050B (x2) w/ Redx Technology Australia Pty Ltd RX-7000HY | 9.2 |  |  | Redx Technology Australia Pty Ltd | RX-0050B | 2 | Redx Technology Australia Pty Ltd | RX-7000HY | Redx | 2026-06-19
2024-03-19 | HBS10776 | Redx Technology Australia Pty Ltd RX-0050B (x3) w/ Redx Technology Australia Pty Ltd RX-7000HY | 13.8 |  |  | Redx Technology Australia Pty Ltd | RX-0050B | 3 | Redx Technology Australia Pty Ltd | RX-7000HY | Redx | 2026-06-19
2024-03-19 | HBS10777 | Redx Technology Australia Pty Ltd RX-0050B (x4) w/ Redx Technology Australia Pty Ltd RX-7000HY | 18.4 |  |  | Redx Technology Australia Pty Ltd | RX-0050B | 4 | Redx Technology Australia Pty Ltd | RX-7000HY | Redx | 2026-06-19
2024-03-19 | HBS10778 | Redx Technology Australia Pty Ltd RX-0050B (x5) w/ Redx Technology Australia Pty Ltd RX-7000HY | 23 |  |  | Redx Technology Australia Pty Ltd | RX-0050B | 5 | Redx Technology Australia Pty Ltd | RX-7000HY | Redx | 2026-06-19
2024-03-19 | HBS10779 | Redx Technology Australia Pty Ltd RX-0050B (x6) w/ Redx Technology Australia Pty Ltd RX-7000HY | 27.6 |  |  | Redx Technology Australia Pty Ltd | RX-0050B | 6 | Redx Technology Australia Pty Ltd | RX-7000HY | Redx | 2026-06-19
2024-03-19 | HBS10780 | Redx Technology Australia Pty Ltd RX-0050B (x7) w/ Redx Technology Australia Pty Ltd RX-7000HY | 32.2 |  |  | Redx Technology Australia Pty Ltd | RX-0050B | 7 | Redx Technology Australia Pty Ltd | RX-7000HY | Redx | 2026-06-19
2024-03-19 | HBS10781 | Redx Technology Australia Pty Ltd RX-0050B (x8) w/ Redx Technology Australia Pty Ltd RX-7000HY | 36.8 |  |  | Redx Technology Australia Pty Ltd | RX-0050B | 8 | Redx Technology Australia Pty Ltd | RX-7000HY | Redx | 2026-06-19
2024-03-19 | HBS10782 | Redx Technology Australia Pty Ltd RX-0050B (x2) w/ Redx Technology Australia Pty Ltd RX-5000AC | 9.2 |  |  | Redx Technology Australia Pty Ltd | RX-0050B | 2 | Redx Technology Australia Pty Ltd | RX-5000AC | Redx | 2026-06-19
2024-03-19 | HBS10783 | Redx Technology Australia Pty Ltd RX-0050B (x3) w/ Redx Technology Australia Pty Ltd RX-5000AC | 13.8 |  |  | Redx Technology Australia Pty Ltd | RX-0050B | 3 | Redx Technology Australia Pty Ltd | RX-5000AC | Redx | 2026-06-19
2024-03-19 | HBS10784 | Redx Technology Australia Pty Ltd RX-0050B (x4) w/ Redx Technology Australia Pty Ltd RX-5000AC | 18.4 |  |  | Redx Technology Australia Pty Ltd | RX-0050B | 4 | Redx Technology Australia Pty Ltd | RX-5000AC | Redx | 2026-06-19
2024-03-19 | HBS10785 | Redx Technology Australia Pty Ltd RX-0050B (x5) w/ Redx Technology Australia Pty Ltd RX-5000AC | 23 |  |  | Redx Technology Australia Pty Ltd | RX-0050B | 5 | Redx Technology Australia Pty Ltd | RX-5000AC | Redx | 2026-06-19
2024-03-19 | HBS10786 | Redx Technology Australia Pty Ltd RX-0050B (x6) w/ Redx Technology Australia Pty Ltd RX-5000AC | 27.6 |  |  | Redx Technology Australia Pty Ltd | RX-0050B | 6 | Redx Technology Australia Pty Ltd | RX-5000AC | Redx | 2026-06-19
2024-03-19 | HBS10787 | Redx Technology Australia Pty Ltd RX-0050B (x7) w/ Redx Technology Australia Pty Ltd RX-5000AC | 32.2 |  |  | Redx Technology Australia Pty Ltd | RX-0050B | 7 | Redx Technology Australia Pty Ltd | RX-5000AC | Redx | 2026-06-19
2024-03-19 | HBS10788 | Redx Technology Australia Pty Ltd RX-0050B (x8) w/ Redx Technology Australia Pty Ltd RX-5000AC | 36.8 |  |  | Redx Technology Australia Pty Ltd | RX-0050B | 8 | Redx Technology Australia Pty Ltd | RX-5000AC | Redx | 2026-06-19
2024-03-19 | HBS10789 | Redx Technology Australia Pty Ltd RX-0050B (x2) w/ Redx Technology Australia Pty Ltd RX-5000HY | 9.2 |  |  | Redx Technology Australia Pty Ltd | RX-0050B | 2 | Redx Technology Australia Pty Ltd | RX-5000HY | Redx | 2026-06-19
2024-03-19 | HBS10790 | Redx Technology Australia Pty Ltd RX-0050B (x3) w/ Redx Technology Australia Pty Ltd RX-5000HY | 13.8 |  |  | Redx Technology Australia Pty Ltd | RX-0050B | 3 | Redx Technology Australia Pty Ltd | RX-5000HY | Redx | 2026-06-19
2024-03-19 | HBS10791 | Redx Technology Australia Pty Ltd RX-0050B (x4) w/ Redx Technology Australia Pty Ltd RX-5000HY | 18.4 |  |  | Redx Technology Australia Pty Ltd | RX-0050B | 4 | Redx Technology Australia Pty Ltd | RX-5000HY | Redx | 2026-06-19
2024-03-19 | HBS10792 | Redx Technology Australia Pty Ltd RX-0050B (x5) w/ Redx Technology Australia Pty Ltd RX-5000HY | 23 |  |  | Redx Technology Australia Pty Ltd | RX-0050B | 5 | Redx Technology Australia Pty Ltd | RX-5000HY | Redx | 2026-06-19
2024-03-19 | HBS10793 | Redx Technology Australia Pty Ltd RX-0050B (x6) w/ Redx Technology Australia Pty Ltd RX-5000HY | 27.6 |  |  | Redx Technology Australia Pty Ltd | RX-0050B | 6 | Redx Technology Australia Pty Ltd | RX-5000HY | Redx | 2026-06-19
2024-03-19 | HBS10794 | Redx Technology Australia Pty Ltd RX-0050B (x7) w/ Redx Technology Australia Pty Ltd RX-5000HY | 32.2 |  |  | Redx Technology Australia Pty Ltd | RX-0050B | 7 | Redx Technology Australia Pty Ltd | RX-5000HY | Redx | 2026-06-19
2024-03-19 | HBS10795 | Redx Technology Australia Pty Ltd RX-0050B (x8) w/ Redx Technology Australia Pty Ltd RX-5000HY | 36.8 |  |  | Redx Technology Australia Pty Ltd | RX-0050B | 8 | Redx Technology Australia Pty Ltd | RX-5000HY | Redx | 2026-06-19
2024-04-02 | HBS10796 | Shenzhen Growatt New Energy Co Ltd ALP 10.0L-E1 (x1) w/ Shenzhen Growatt New Energy Co Ltd SPH 5000TL BL-UP Eastron SDM120CT-M | 9 |  |  | Shenzhen Growatt New Energy Co Ltd | ALP 10.0L-E1 | 1 | Shenzhen Growatt New Energy Co Ltd | SPH 5000TL BL-UP | Growatt | 2027-06-25
2024-04-02 | HBS10797 | Shenzhen Growatt New Energy Co Ltd ALP 10.0L-E1 (x1) w/ Shenzhen Growatt New Energy Co Ltd SPH 5000TL BL-UP Eastron SDM630MCT | 9 |  |  | Shenzhen Growatt New Energy Co Ltd | ALP 10.0L-E1 | 1 | Shenzhen Growatt New Energy Co Ltd | SPH 5000TL BL-UP | Growatt | 2027-06-25
2024-04-02 | HBS10798 | Shenzhen Growatt New Energy Co Ltd ALP 10.0L-E1 (x1) w/ Shenzhen Growatt New Energy Co Ltd SPH 6000TL BL-UP Eastron SDM120CT-M | 9 |  |  | Shenzhen Growatt New Energy Co Ltd | ALP 10.0L-E1 | 1 | Shenzhen Growatt New Energy Co Ltd | SPH 6000TL BL-UP | Growatt | 2027-06-25
2024-04-02 | HBS10799 | Shenzhen Growatt New Energy Co Ltd ALP 10.0L-E1 (x1) w/ Shenzhen Growatt New Energy Co Ltd SPH 6000TL BL-UP Eastron SDM630MCT | 9 |  |  | Shenzhen Growatt New Energy Co Ltd | ALP 10.0L-E1 | 1 | Shenzhen Growatt New Energy Co Ltd | SPH 6000TL BL-UP | Growatt | 2027-06-25
2024-04-02 | HBS10800 | Shenzhen Growatt New Energy Co Ltd ALP 10.0L-E1 (x1) w/ Shenzhen Growatt New Energy Co Ltd SPH 3000TL BL-UP Eastron SDM120CT-M | 9 |  |  | Shenzhen Growatt New Energy Co Ltd | ALP 10.0L-E1 | 1 | Shenzhen Growatt New Energy Co Ltd | SPH 3000TL BL-UP | Growatt | 2027-06-25
2024-04-02 | HBS10801 | Shenzhen Growatt New Energy Co Ltd ALP 10.0L-E1 (x1) w/ Shenzhen Growatt New Energy Co Ltd SPH 3000TL BL-UP Eastron SDM630MCT | 9 |  |  | Shenzhen Growatt New Energy Co Ltd | ALP 10.0L-E1 | 1 | Shenzhen Growatt New Energy Co Ltd | SPH 3000TL BL-UP | Growatt | 2027-06-25
2024-04-02 | HBS10802 | Shenzhen Growatt New Energy Co Ltd ALP 10.0L-E1 (x1) w/ Shenzhen Growatt New Energy Co Ltd SPH 3600TL BL-UP Eastron SDM120CT-M | 9 |  |  | Shenzhen Growatt New Energy Co Ltd | ALP 10.0L-E1 | 1 | Shenzhen Growatt New Energy Co Ltd | SPH 3600TL BL-UP | Growatt | 2027-06-25
2024-04-02 | HBS10803 | Shenzhen Growatt New Energy Co Ltd ALP 10.0L-E1 (x1) w/ Shenzhen Growatt New Energy Co Ltd SPH 3600TL BL-UP Eastron SDM630MCT | 9 |  |  | Shenzhen Growatt New Energy Co Ltd | ALP 10.0L-E1 | 1 | Shenzhen Growatt New Energy Co Ltd | SPH 3600TL BL-UP | Growatt | 2027-06-25
2024-04-02 | HBS10804 | Shenzhen Growatt New Energy Co Ltd ALP 10.0L-E1 (x1) w/ Shenzhen Growatt New Energy Co Ltd SPH 4000TL BL-UP Eastron SDM120CT-M | 9 |  |  | Shenzhen Growatt New Energy Co Ltd | ALP 10.0L-E1 | 1 | Shenzhen Growatt New Energy Co Ltd | SPH 4000TL BL-UP | Growatt | 2027-06-25
2024-04-02 | HBS10805 | Shenzhen Growatt New Energy Co Ltd ALP 10.0L-E1 (x1) w/ Shenzhen Growatt New Energy Co Ltd SPH 4000TL BL-UP Eastron SDM630MCT | 9 |  |  | Shenzhen Growatt New Energy Co Ltd | ALP 10.0L-E1 | 1 | Shenzhen Growatt New Energy Co Ltd | SPH 4000TL BL-UP | Growatt | 2027-06-25
2024-04-02 | HBS10806 | Shenzhen Growatt New Energy Co Ltd ALP 10.0L-E1 (x1) w/ Shenzhen Growatt New Energy Co Ltd SPH 4600TL BL-UP Eastron SDM120CT-M | 9 |  |  | Shenzhen Growatt New Energy Co Ltd | ALP 10.0L-E1 | 1 | Shenzhen Growatt New Energy Co Ltd | SPH 4600TL BL-UP | Growatt | 2027-06-25
2024-04-02 | HBS10807 | Shenzhen Growatt New Energy Co Ltd ALP 10.0L-E1 (x1) w/ Shenzhen Growatt New Energy Co Ltd SPH 4600TL BL-UP Eastron SDM630MCT | 9 |  |  | Shenzhen Growatt New Energy Co Ltd | ALP 10.0L-E1 | 1 | Shenzhen Growatt New Energy Co Ltd | SPH 4600TL BL-UP | Growatt | 2027-06-25
2024-04-02 | HBS10808 | Shenzhen Growatt New Energy Co Ltd ALP 15.0L-E1 (x1) w/ Shenzhen Growatt New Energy Co Ltd SPH 5000TL BL-UP Eastron SDM120CT-M | 13.5 |  |  | Shenzhen Growatt New Energy Co Ltd | ALP 15.0L-E1 | 1 | Shenzhen Growatt New Energy Co Ltd | SPH 5000TL BL-UP | Growatt | 2027-06-25
2024-04-02 | HBS10809 | Shenzhen Growatt New Energy Co Ltd ALP 15.0L-E1 (x1) w/ Shenzhen Growatt New Energy Co Ltd SPH 5000TL BL-UP Eastron SDM630MCT | 13.5 |  |  | Shenzhen Growatt New Energy Co Ltd | ALP 15.0L-E1 | 1 | Shenzhen Growatt New Energy Co Ltd | SPH 5000TL BL-UP | Growatt | 2027-06-25
2024-04-02 | HBS10810 | Shenzhen Growatt New Energy Co Ltd ALP 15.0L-E1 (x1) w/ Shenzhen Growatt New Energy Co Ltd SPH 6000TL BL-UP Eastron SDM120CT-M | 13.5 |  |  | Shenzhen Growatt New Energy Co Ltd | ALP 15.0L-E1 | 1 | Shenzhen Growatt New Energy Co Ltd | SPH 6000TL BL-UP | Growatt | 2027-06-25
2024-04-02 | HBS10811 | Shenzhen Growatt New Energy Co Ltd ALP 15.0L-E1 (x1) w/ Shenzhen Growatt New Energy Co Ltd SPH 6000TL BL-UP Eastron SDM630MCT | 13.5 |  |  | Shenzhen Growatt New Energy Co Ltd | ALP 15.0L-E1 | 1 | Shenzhen Growatt New Energy Co Ltd | SPH 6000TL BL-UP | Growatt | 2027-06-25
2024-04-02 | HBS10812 | Shenzhen Growatt New Energy Co Ltd ALP 15.0L-E1 (x1) w/ Shenzhen Growatt New Energy Co Ltd SPH 3000TL BL-UP Eastron SDM120CT-M | 13.5 |  |  | Shenzhen Growatt New Energy Co Ltd | ALP 15.0L-E1 | 1 | Shenzhen Growatt New Energy Co Ltd | SPH 3000TL BL-UP | Growatt | 2027-06-25
2024-04-02 | HBS10813 | Shenzhen Growatt New Energy Co Ltd ALP 15.0L-E1 (x1) w/ Shenzhen Growatt New Energy Co Ltd SPH 3000TL BL-UP Eastron SDM630MCT | 13.5 |  |  | Shenzhen Growatt New Energy Co Ltd | ALP 15.0L-E1 | 1 | Shenzhen Growatt New Energy Co Ltd | SPH 3000TL BL-UP | Growatt | 2027-06-25
2024-04-02 | HBS10814 | Shenzhen Growatt New Energy Co Ltd ALP 15.0L-E1 (x1) w/ Shenzhen Growatt New Energy Co Ltd SPH 3600TL BL-UP Eastron SDM120CT-M | 13.5 |  |  | Shenzhen Growatt New Energy Co Ltd | ALP 15.0L-E1 | 1 | Shenzhen Growatt New Energy Co Ltd | SPH 3600TL BL-UP | Growatt | 2027-06-25
2024-04-02 | HBS10815 | Shenzhen Growatt New Energy Co Ltd ALP 15.0L-E1 (x1) w/ Shenzhen Growatt New Energy Co Ltd SPH 3600TL BL-UP Eastron SDM630MCT | 13.5 |  |  | Shenzhen Growatt New Energy Co Ltd | ALP 15.0L-E1 | 1 | Shenzhen Growatt New Energy Co Ltd | SPH 3600TL BL-UP | Growatt | 2027-06-25
2024-04-02 | HBS10816 | Shenzhen Growatt New Energy Co Ltd ALP 15.0L-E1 (x1) w/ Shenzhen Growatt New Energy Co Ltd SPH 4000TL BL-UP Eastron SDM120CT-M | 13.5 |  |  | Shenzhen Growatt New Energy Co Ltd | ALP 15.0L-E1 | 1 | Shenzhen Growatt New Energy Co Ltd | SPH 4000TL BL-UP | Growatt | 2027-06-25
2024-04-02 | HBS10817 | Shenzhen Growatt New Energy Co Ltd ALP 15.0L-E1 (x1) w/ Shenzhen Growatt New Energy Co Ltd SPH 4000TL BL-UP Eastron SDM630MCT | 13.5 |  |  | Shenzhen Growatt New Energy Co Ltd | ALP 15.0L-E1 | 1 | Shenzhen Growatt New Energy Co Ltd | SPH 4000TL BL-UP | Growatt | 2027-06-25
2024-04-02 | HBS10818 | Shenzhen Growatt New Energy Co Ltd ALP 15.0L-E1 (x1) w/ Shenzhen Growatt New Energy Co Ltd SPH 4600TL BL-UP Eastron SDM120CT-M | 13.5 |  |  | Shenzhen Growatt New Energy Co Ltd | ALP 15.0L-E1 | 1 | Shenzhen Growatt New Energy Co Ltd | SPH 4600TL BL-UP | Growatt | 2027-06-25
2024-04-02 | HBS10819 | Shenzhen Growatt New Energy Co Ltd ALP 15.0L-E1 (x1) w/ Shenzhen Growatt New Energy Co Ltd SPH 4600TL BL-UP Eastron SDM630MCT | 13.5 |  |  | Shenzhen Growatt New Energy Co Ltd | ALP 15.0L-E1 | 1 | Shenzhen Growatt New Energy Co Ltd | SPH 4600TL BL-UP | Growatt | 2027-06-25
2024-04-02 | HBS10820 | Shenzhen Growatt New Energy Co Ltd ALP 20.0L-E1 (x1) w/ Shenzhen Growatt New Energy Co Ltd SPH 5000TL BL-UP Eastron SDM120CT-M | 18 |  |  | Shenzhen Growatt New Energy Co Ltd | ALP 20.0L-E1 | 1 | Shenzhen Growatt New Energy Co Ltd | SPH 5000TL BL-UP | Growatt | 2027-06-25
2024-04-02 | HBS10821 | Shenzhen Growatt New Energy Co Ltd ALP 20.0L-E1 (x1) w/ Shenzhen Growatt New Energy Co Ltd SPH 5000TL BL-UP Eastron SDM630MCT | 18 |  |  | Shenzhen Growatt New Energy Co Ltd | ALP 20.0L-E1 | 1 | Shenzhen Growatt New Energy Co Ltd | SPH 5000TL BL-UP | Growatt | 2027-06-25
2024-04-02 | HBS10822 | Shenzhen Growatt New Energy Co Ltd ALP 20.0L-E1 (x1) w/ Shenzhen Growatt New Energy Co Ltd SPH 6000TL BL-UP Eastron SDM120CT-M | 18 |  |  | Shenzhen Growatt New Energy Co Ltd | ALP 20.0L-E1 | 1 | Shenzhen Growatt New Energy Co Ltd | SPH 6000TL BL-UP | Growatt | 2027-06-25
2024-04-02 | HBS10823 | Shenzhen Growatt New Energy Co Ltd ALP 20.0L-E1 (x1) w/ Shenzhen Growatt New Energy Co Ltd SPH 6000TL BL-UP Eastron SDM630MCT | 18 |  |  | Shenzhen Growatt New Energy Co Ltd | ALP 20.0L-E1 | 1 | Shenzhen Growatt New Energy Co Ltd | SPH 6000TL BL-UP | Growatt | 2027-06-25
2024-04-02 | HBS10824 | Shenzhen Growatt New Energy Co Ltd ALP 20.0L-E1 (x1) w/ Shenzhen Growatt New Energy Co Ltd SPH 3000TL BL-UP Eastron SDM120CT-M | 18 |  |  | Shenzhen Growatt New Energy Co Ltd | ALP 20.0L-E1 | 1 | Shenzhen Growatt New Energy Co Ltd | SPH 3000TL BL-UP | Growatt | 2027-06-25
2024-04-02 | HBS10825 | Shenzhen Growatt New Energy Co Ltd ALP 20.0L-E1 (x1) w/ Shenzhen Growatt New Energy Co Ltd SPH 3000TL BL-UP Eastron SDM630MCT | 18 |  |  | Shenzhen Growatt New Energy Co Ltd | ALP 20.0L-E1 | 1 | Shenzhen Growatt New Energy Co Ltd | SPH 3000TL BL-UP | Growatt | 2027-06-25
2024-04-02 | HBS10826 | Shenzhen Growatt New Energy Co Ltd ALP 20.0L-E1 (x1) w/ Shenzhen Growatt New Energy Co Ltd SPH 3600TL BL-UP Eastron SDM120CT-M | 18 |  |  | Shenzhen Growatt New Energy Co Ltd | ALP 20.0L-E1 | 1 | Shenzhen Growatt New Energy Co Ltd | SPH 3600TL BL-UP | Growatt | 2027-06-25
2024-04-02 | HBS10827 | Shenzhen Growatt New Energy Co Ltd ALP 20.0L-E1 (x1) w/ Shenzhen Growatt New Energy Co Ltd SPH 3600TL BL-UP Eastron SDM630MCT | 18 |  |  | Shenzhen Growatt New Energy Co Ltd | ALP 20.0L-E1 | 1 | Shenzhen Growatt New Energy Co Ltd | SPH 3600TL BL-UP | Growatt | 2027-06-25
2024-04-02 | HBS10828 | Shenzhen Growatt New Energy Co Ltd ALP 20.0L-E1 (x1) w/ Shenzhen Growatt New Energy Co Ltd SPH 4000TL BL-UP Eastron SDM120CT-M | 18 |  |  | Shenzhen Growatt New Energy Co Ltd | ALP 20.0L-E1 | 1 | Shenzhen Growatt New Energy Co Ltd | SPH 4000TL BL-UP | Growatt | 2027-06-25
2024-04-02 | HBS10829 | Shenzhen Growatt New Energy Co Ltd ALP 20.0L-E1 (x1) w/ Shenzhen Growatt New Energy Co Ltd SPH 4000TL BL-UP Eastron SDM630MCT | 18 |  |  | Shenzhen Growatt New Energy Co Ltd | ALP 20.0L-E1 | 1 | Shenzhen Growatt New Energy Co Ltd | SPH 4000TL BL-UP | Growatt | 2027-06-25
2024-04-02 | HBS10830 | Shenzhen Growatt New Energy Co Ltd ALP 20.0L-E1 (x1) w/ Shenzhen Growatt New Energy Co Ltd SPH 4600TL BL-UP Eastron SDM120CT-M | 18 |  |  | Shenzhen Growatt New Energy Co Ltd | ALP 20.0L-E1 | 1 | Shenzhen Growatt New Energy Co Ltd | SPH 4600TL BL-UP | Growatt | 2027-06-25
2024-04-02 | HBS10831 | Shenzhen Growatt New Energy Co Ltd ALP 20.0L-E1 (x1) w/ Shenzhen Growatt New Energy Co Ltd SPH 4600TL BL-UP Eastron SDM630MCT | 18 |  |  | Shenzhen Growatt New Energy Co Ltd | ALP 20.0L-E1 | 1 | Shenzhen Growatt New Energy Co Ltd | SPH 4600TL BL-UP | Growatt | 2027-06-25
2024-04-02 | HBS10832 | Shenzhen Growatt New Energy Co Ltd ALP 25.0L-E1 (x1) w/ Shenzhen Growatt New Energy Co Ltd SPH 5000TL BL-UP Eastron SDM120CT-M | 22.5 |  |  | Shenzhen Growatt New Energy Co Ltd | ALP 25.0L-E1 | 1 | Shenzhen Growatt New Energy Co Ltd | SPH 5000TL BL-UP | Growatt | 2027-06-25
2024-04-02 | HBS10833 | Shenzhen Growatt New Energy Co Ltd ALP 25.0L-E1 (x1) w/ Shenzhen Growatt New Energy Co Ltd SPH 5000TL BL-UP Eastron SDM630MCT | 22.5 |  |  | Shenzhen Growatt New Energy Co Ltd | ALP 25.0L-E1 | 1 | Shenzhen Growatt New Energy Co Ltd | SPH 5000TL BL-UP | Growatt | 2027-06-25
2024-04-02 | HBS10834 | Shenzhen Growatt New Energy Co Ltd ALP 25.0L-E1 (x1) w/ Shenzhen Growatt New Energy Co Ltd SPH 6000TL BL-UP Eastron SDM120CT-M | 22.5 |  |  | Shenzhen Growatt New Energy Co Ltd | ALP 25.0L-E1 | 1 | Shenzhen Growatt New Energy Co Ltd | SPH 6000TL BL-UP | Growatt | 2027-06-25
2024-04-02 | HBS10835 | Shenzhen Growatt New Energy Co Ltd ALP 25.0L-E1 (x1) w/ Shenzhen Growatt New Energy Co Ltd SPH 6000TL BL-UP Eastron SDM630MCT | 22.5 |  |  | Shenzhen Growatt New Energy Co Ltd | ALP 25.0L-E1 | 1 | Shenzhen Growatt New Energy Co Ltd | SPH 6000TL BL-UP | Growatt | 2027-06-25
2024-04-02 | HBS10836 | Shenzhen Growatt New Energy Co Ltd ALP 25.0L-E1 (x1) w/ Shenzhen Growatt New Energy Co Ltd SPH 3000TL BL-UP Eastron SDM120CT-M | 22.5 |  |  | Shenzhen Growatt New Energy Co Ltd | ALP 25.0L-E1 | 1 | Shenzhen Growatt New Energy Co Ltd | SPH 3000TL BL-UP | Growatt | 2027-06-25
2024-04-02 | HBS10837 | Shenzhen Growatt New Energy Co Ltd ALP 25.0L-E1 (x1) w/ Shenzhen Growatt New Energy Co Ltd SPH 3000TL BL-UP Eastron SDM630MCT | 22.5 |  |  | Shenzhen Growatt New Energy Co Ltd | ALP 25.0L-E1 | 1 | Shenzhen Growatt New Energy Co Ltd | SPH 3000TL BL-UP | Growatt | 2027-06-25
2024-04-02 | HBS10838 | Shenzhen Growatt New Energy Co Ltd ALP 25.0L-E1 (x1) w/ Shenzhen Growatt New Energy Co Ltd SPH 3600TL BL-UP Eastron SDM120CT-M | 22.5 |  |  | Shenzhen Growatt New Energy Co Ltd | ALP 25.0L-E1 | 1 | Shenzhen Growatt New Energy Co Ltd | SPH 3600TL BL-UP | Growatt | 2027-06-25
2024-04-02 | HBS10839 | Shenzhen Growatt New Energy Co Ltd ALP 25.0L-E1 (x1) w/ Shenzhen Growatt New Energy Co Ltd SPH 3600TL BL-UP Eastron SDM630MCT | 22.5 |  |  | Shenzhen Growatt New Energy Co Ltd | ALP 25.0L-E1 | 1 | Shenzhen Growatt New Energy Co Ltd | SPH 3600TL BL-UP | Growatt | 2027-06-25
2024-04-02 | HBS10840 | Shenzhen Growatt New Energy Co Ltd ALP 25.0L-E1 (x1) w/ Shenzhen Growatt New Energy Co Ltd SPH 4000TL BL-UP Eastron SDM120CT-M | 22.5 |  |  | Shenzhen Growatt New Energy Co Ltd | ALP 25.0L-E1 | 1 | Shenzhen Growatt New Energy Co Ltd | SPH 4000TL BL-UP | Growatt | 2027-06-25
2024-04-02 | HBS10841 | Shenzhen Growatt New Energy Co Ltd ALP 25.0L-E1 (x1) w/ Shenzhen Growatt New Energy Co Ltd SPH 4000TL BL-UP Eastron SDM630MCT | 22.5 |  |  | Shenzhen Growatt New Energy Co Ltd | ALP 25.0L-E1 | 1 | Shenzhen Growatt New Energy Co Ltd | SPH 4000TL BL-UP | Growatt | 2027-06-25
2024-04-02 | HBS10842 | Shenzhen Growatt New Energy Co Ltd ALP 25.0L-E1 (x1) w/ Shenzhen Growatt New Energy Co Ltd SPH 4600TL BL-UP Eastron SDM120CT-M | 22.5 |  |  | Shenzhen Growatt New Energy Co Ltd | ALP 25.0L-E1 | 1 | Shenzhen Growatt New Energy Co Ltd | SPH 4600TL BL-UP | Growatt | 2027-06-25
2024-04-02 | HBS10843 | Shenzhen Growatt New Energy Co Ltd ALP 25.0L-E1 (x1) w/ Shenzhen Growatt New Energy Co Ltd SPH 4600TL BL-UP Eastron SDM630MCT | 22.5 |  |  | Shenzhen Growatt New Energy Co Ltd | ALP 25.0L-E1 | 1 | Shenzhen Growatt New Energy Co Ltd | SPH 4600TL BL-UP | Growatt | 2027-06-25
2024-04-02 | HBS10844 | Shenzhen Growatt New Energy Co Ltd ALP 30.0L-E1 (x1) w/ Shenzhen Growatt New Energy Co Ltd SPH 5000TL BL-UP Eastron SDM120CT-M | 27 |  |  | Shenzhen Growatt New Energy Co Ltd | ALP 30.0L-E1 | 1 | Shenzhen Growatt New Energy Co Ltd | SPH 5000TL BL-UP | Growatt | 2027-06-25
2024-04-02 | HBS10845 | Shenzhen Growatt New Energy Co Ltd ALP 30.0L-E1 (x1) w/ Shenzhen Growatt New Energy Co Ltd SPH 5000TL BL-UP Eastron SDM630MCT | 27 |  |  | Shenzhen Growatt New Energy Co Ltd | ALP 30.0L-E1 | 1 | Shenzhen Growatt New Energy Co Ltd | SPH 5000TL BL-UP | Growatt | 2027-06-25
2024-04-02 | HBS10846 | Shenzhen Growatt New Energy Co Ltd ALP 30.0L-E1 (x1) w/ Shenzhen Growatt New Energy Co Ltd SPH 6000TL BL-UP Eastron SDM120CT-M | 27 |  |  | Shenzhen Growatt New Energy Co Ltd | ALP 30.0L-E1 | 1 | Shenzhen Growatt New Energy Co Ltd | SPH 6000TL BL-UP | Growatt | 2027-06-25
2024-04-02 | HBS10847 | Shenzhen Growatt New Energy Co Ltd ALP 30.0L-E1 (x1) w/ Shenzhen Growatt New Energy Co Ltd SPH 6000TL BL-UP Eastron SDM630MCT | 27 |  |  | Shenzhen Growatt New Energy Co Ltd | ALP 30.0L-E1 | 1 | Shenzhen Growatt New Energy Co Ltd | SPH 6000TL BL-UP | Growatt | 2027-06-25
2024-04-02 | HBS10848 | Shenzhen Growatt New Energy Co Ltd ALP 30.0L-E1 (x1) w/ Shenzhen Growatt New Energy Co Ltd SPH 3000TL BL-UP Eastron SDM120CT-M | 27 |  |  | Shenzhen Growatt New Energy Co Ltd | ALP 30.0L-E1 | 1 | Shenzhen Growatt New Energy Co Ltd | SPH 3000TL BL-UP | Growatt | 2027-06-25
2024-04-02 | HBS10849 | Shenzhen Growatt New Energy Co Ltd ALP 30.0L-E1 (x1) w/ Shenzhen Growatt New Energy Co Ltd SPH 3000TL BL-UP Eastron SDM630MCT | 27 |  |  | Shenzhen Growatt New Energy Co Ltd | ALP 30.0L-E1 | 1 | Shenzhen Growatt New Energy Co Ltd | SPH 3000TL BL-UP | Growatt | 2027-06-25
2024-04-02 | HBS10850 | Shenzhen Growatt New Energy Co Ltd ALP 30.0L-E1 (x1) w/ Shenzhen Growatt New Energy Co Ltd SPH 3600TL BL-UP Eastron SDM120CT-M | 27 |  |  | Shenzhen Growatt New Energy Co Ltd | ALP 30.0L-E1 | 1 | Shenzhen Growatt New Energy Co Ltd | SPH 3600TL BL-UP | Growatt | 2027-06-25
2024-04-02 | HBS10851 | Shenzhen Growatt New Energy Co Ltd ALP 30.0L-E1 (x1) w/ Shenzhen Growatt New Energy Co Ltd SPH 3600TL BL-UP Eastron SDM630MCT | 27 |  |  | Shenzhen Growatt New Energy Co Ltd | ALP 30.0L-E1 | 1 | Shenzhen Growatt New Energy Co Ltd | SPH 3600TL BL-UP | Growatt | 2027-06-25
2024-04-02 | HBS10852 | Shenzhen Growatt New Energy Co Ltd ALP 30.0L-E1 (x1) w/ Shenzhen Growatt New Energy Co Ltd SPH 4000TL BL-UP Eastron SDM120CT-M | 27 |  |  | Shenzhen Growatt New Energy Co Ltd | ALP 30.0L-E1 | 1 | Shenzhen Growatt New Energy Co Ltd | SPH 4000TL BL-UP | Growatt | 2027-06-25
2024-04-02 | HBS10853 | Shenzhen Growatt New Energy Co Ltd ALP 30.0L-E1 (x1) w/ Shenzhen Growatt New Energy Co Ltd SPH 4000TL BL-UP Eastron SDM630MCT | 27 |  |  | Shenzhen Growatt New Energy Co Ltd | ALP 30.0L-E1 | 1 | Shenzhen Growatt New Energy Co Ltd | SPH 4000TL BL-UP | Growatt | 2027-06-25
2024-04-02 | HBS10854 | Shenzhen Growatt New Energy Co Ltd ALP 30.0L-E1 (x1) w/ Shenzhen Growatt New Energy Co Ltd SPH 4600TL BL-UP Eastron SDM120CT-M | 27 |  |  | Shenzhen Growatt New Energy Co Ltd | ALP 30.0L-E1 | 1 | Shenzhen Growatt New Energy Co Ltd | SPH 4600TL BL-UP | Growatt | 2027-06-25
2024-04-02 | HBS10855 | Shenzhen Growatt New Energy Co Ltd ALP 30.0L-E1 (x1) w/ Shenzhen Growatt New Energy Co Ltd SPH 4600TL BL-UP Eastron SDM630MCT | 27 |  |  | Shenzhen Growatt New Energy Co Ltd | ALP 30.0L-E1 | 1 | Shenzhen Growatt New Energy Co Ltd | SPH 4600TL BL-UP | Growatt | 2027-06-25
2024-04-02 | HBS10856 | Shenzhen Growatt New Energy Co Ltd ALP 35.0L-E1 (x1) w/ Shenzhen Growatt New Energy Co Ltd SPH 5000TL BL-UP Eastron SDM120CT-M | 31.5 |  |  | Shenzhen Growatt New Energy Co Ltd | ALP 35.0L-E1 | 1 | Shenzhen Growatt New Energy Co Ltd | SPH 5000TL BL-UP | Growatt | 2027-06-25
2024-04-02 | HBS10857 | Shenzhen Growatt New Energy Co Ltd ALP 35.0L-E1 (x1) w/ Shenzhen Growatt New Energy Co Ltd SPH 5000TL BL-UP Eastron SDM630MCT | 31.5 |  |  | Shenzhen Growatt New Energy Co Ltd | ALP 35.0L-E1 | 1 | Shenzhen Growatt New Energy Co Ltd | SPH 5000TL BL-UP | Growatt | 2027-06-25
2024-04-02 | HBS10858 | Shenzhen Growatt New Energy Co Ltd ALP 35.0L-E1 (x1) w/ Shenzhen Growatt New Energy Co Ltd SPH 6000TL BL-UP Eastron SDM120CT-M | 31.5 |  |  | Shenzhen Growatt New Energy Co Ltd | ALP 35.0L-E1 | 1 | Shenzhen Growatt New Energy Co Ltd | SPH 6000TL BL-UP | Growatt | 2027-06-25
2024-04-02 | HBS10859 | Shenzhen Growatt New Energy Co Ltd ALP 35.0L-E1 (x1) w/ Shenzhen Growatt New Energy Co Ltd SPH 6000TL BL-UP Eastron SDM630MCT | 31.5 |  |  | Shenzhen Growatt New Energy Co Ltd | ALP 35.0L-E1 | 1 | Shenzhen Growatt New Energy Co Ltd | SPH 6000TL BL-UP | Growatt | 2027-06-25
2024-04-02 | HBS10860 | Shenzhen Growatt New Energy Co Ltd ALP 35.0L-E1 (x1) w/ Shenzhen Growatt New Energy Co Ltd SPH 3000TL BL-UP Eastron SDM120CT-M | 31.5 |  |  | Shenzhen Growatt New Energy Co Ltd | ALP 35.0L-E1 | 1 | Shenzhen Growatt New Energy Co Ltd | SPH 3000TL BL-UP | Growatt | 2027-06-25
2024-04-02 | HBS10861 | Shenzhen Growatt New Energy Co Ltd ALP 35.0L-E1 (x1) w/ Shenzhen Growatt New Energy Co Ltd SPH 3000TL BL-UP Eastron SDM630MCT | 31.5 |  |  | Shenzhen Growatt New Energy Co Ltd | ALP 35.0L-E1 | 1 | Shenzhen Growatt New Energy Co Ltd | SPH 3000TL BL-UP | Growatt | 2027-06-25
2024-04-02 | HBS10862 | Shenzhen Growatt New Energy Co Ltd ALP 35.0L-E1 (x1) w/ Shenzhen Growatt New Energy Co Ltd SPH 3600TL BL-UP Eastron SDM120CT-M | 31.5 |  |  | Shenzhen Growatt New Energy Co Ltd | ALP 35.0L-E1 | 1 | Shenzhen Growatt New Energy Co Ltd | SPH 3600TL BL-UP | Growatt | 2027-06-25
2024-04-02 | HBS10863 | Shenzhen Growatt New Energy Co Ltd ALP 35.0L-E1 (x1) w/ Shenzhen Growatt New Energy Co Ltd SPH 3600TL BL-UP Eastron SDM630MCT | 31.5 |  |  | Shenzhen Growatt New Energy Co Ltd | ALP 35.0L-E1 | 1 | Shenzhen Growatt New Energy Co Ltd | SPH 3600TL BL-UP | Growatt | 2027-06-25
2024-04-02 | HBS10864 | Shenzhen Growatt New Energy Co Ltd ALP 35.0L-E1 (x1) w/ Shenzhen Growatt New Energy Co Ltd SPH 4000TL BL-UP Eastron SDM120CT-M | 31.5 |  |  | Shenzhen Growatt New Energy Co Ltd | ALP 35.0L-E1 | 1 | Shenzhen Growatt New Energy Co Ltd | SPH 4000TL BL-UP | Growatt | 2027-06-25
2024-04-02 | HBS10865 | Shenzhen Growatt New Energy Co Ltd ALP 35.0L-E1 (x1) w/ Shenzhen Growatt New Energy Co Ltd SPH 4000TL BL-UP Eastron SDM630MCT | 31.5 |  |  | Shenzhen Growatt New Energy Co Ltd | ALP 35.0L-E1 | 1 | Shenzhen Growatt New Energy Co Ltd | SPH 4000TL BL-UP | Growatt | 2027-06-25
2024-04-02 | HBS10866 | Shenzhen Growatt New Energy Co Ltd ALP 35.0L-E1 (x1) w/ Shenzhen Growatt New Energy Co Ltd SPH 4600TL BL-UP Eastron SDM120CT-M | 31.5 |  |  | Shenzhen Growatt New Energy Co Ltd | ALP 35.0L-E1 | 1 | Shenzhen Growatt New Energy Co Ltd | SPH 4600TL BL-UP | Growatt | 2027-06-25
2024-04-02 | HBS10867 | Shenzhen Growatt New Energy Co Ltd ALP 35.0L-E1 (x1) w/ Shenzhen Growatt New Energy Co Ltd SPH 4600TL BL-UP Eastron SDM630MCT | 31.5 |  |  | Shenzhen Growatt New Energy Co Ltd | ALP 35.0L-E1 | 1 | Shenzhen Growatt New Energy Co Ltd | SPH 4600TL BL-UP | Growatt | 2027-06-25
2024-04-02 | HBS10868 | Shenzhen Growatt New Energy Co Ltd ALP 40.0L-E1 (x1) w/ Shenzhen Growatt New Energy Co Ltd SPH 5000TL BL-UP Eastron SDM120CT-M | 36 |  |  | Shenzhen Growatt New Energy Co Ltd | ALP 40.0L-E1 | 1 | Shenzhen Growatt New Energy Co Ltd | SPH 5000TL BL-UP | Growatt | 2027-06-25
2024-04-02 | HBS10869 | Shenzhen Growatt New Energy Co Ltd ALP 40.0L-E1 (x1) w/ Shenzhen Growatt New Energy Co Ltd SPH 5000TL BL-UP Eastron SDM630MCT | 36 |  |  | Shenzhen Growatt New Energy Co Ltd | ALP 40.0L-E1 | 1 | Shenzhen Growatt New Energy Co Ltd | SPH 5000TL BL-UP | Growatt | 2027-06-25
2024-04-02 | HBS10870 | Shenzhen Growatt New Energy Co Ltd ALP 40.0L-E1 (x1) w/ Shenzhen Growatt New Energy Co Ltd SPH 6000TL BL-UP Eastron SDM120CT-M | 36 |  |  | Shenzhen Growatt New Energy Co Ltd | ALP 40.0L-E1 | 1 | Shenzhen Growatt New Energy Co Ltd | SPH 6000TL BL-UP | Growatt | 2027-06-25
2024-04-02 | HBS10871 | Shenzhen Growatt New Energy Co Ltd ALP 40.0L-E1 (x1) w/ Shenzhen Growatt New Energy Co Ltd SPH 6000TL BL-UP Eastron SDM630MCT | 36 |  |  | Shenzhen Growatt New Energy Co Ltd | ALP 40.0L-E1 | 1 | Shenzhen Growatt New Energy Co Ltd | SPH 6000TL BL-UP | Growatt | 2027-06-25
2024-04-02 | HBS10872 | Shenzhen Growatt New Energy Co Ltd ALP 40.0L-E1 (x1) w/ Shenzhen Growatt New Energy Co Ltd SPH 3000TL BL-UP Eastron SDM120CT-M | 36 |  |  | Shenzhen Growatt New Energy Co Ltd | ALP 40.0L-E1 | 1 | Shenzhen Growatt New Energy Co Ltd | SPH 3000TL BL-UP | Growatt | 2027-06-25
2024-04-02 | HBS10873 | Shenzhen Growatt New Energy Co Ltd ALP 40.0L-E1 (x1) w/ Shenzhen Growatt New Energy Co Ltd SPH 3000TL BL-UP Eastron SDM630MCT | 36 |  |  | Shenzhen Growatt New Energy Co Ltd | ALP 40.0L-E1 | 1 | Shenzhen Growatt New Energy Co Ltd | SPH 3000TL BL-UP | Growatt | 2027-06-25
2024-04-02 | HBS10874 | Shenzhen Growatt New Energy Co Ltd ALP 40.0L-E1 (x1) w/ Shenzhen Growatt New Energy Co Ltd SPH 3600TL BL-UP Eastron SDM120CT-M | 36 |  |  | Shenzhen Growatt New Energy Co Ltd | ALP 40.0L-E1 | 1 | Shenzhen Growatt New Energy Co Ltd | SPH 3600TL BL-UP | Growatt | 2027-06-25
2024-04-02 | HBS10875 | Shenzhen Growatt New Energy Co Ltd ALP 40.0L-E1 (x1) w/ Shenzhen Growatt New Energy Co Ltd SPH 3600TL BL-UP Eastron SDM630MCT | 36 |  |  | Shenzhen Growatt New Energy Co Ltd | ALP 40.0L-E1 | 1 | Shenzhen Growatt New Energy Co Ltd | SPH 3600TL BL-UP | Growatt | 2027-06-25
2024-04-02 | HBS10876 | Shenzhen Growatt New Energy Co Ltd ALP 40.0L-E1 (x1) w/ Shenzhen Growatt New Energy Co Ltd SPH 4000TL BL-UP Eastron SDM120CT-M | 36 |  |  | Shenzhen Growatt New Energy Co Ltd | ALP 40.0L-E1 | 1 | Shenzhen Growatt New Energy Co Ltd | SPH 4000TL BL-UP | Growatt | 2027-06-25
2024-04-02 | HBS10877 | Shenzhen Growatt New Energy Co Ltd ALP 40.0L-E1 (x1) w/ Shenzhen Growatt New Energy Co Ltd SPH 4000TL BL-UP Eastron SDM630MCT | 36 |  |  | Shenzhen Growatt New Energy Co Ltd | ALP 40.0L-E1 | 1 | Shenzhen Growatt New Energy Co Ltd | SPH 4000TL BL-UP | Growatt | 2027-06-25
2024-04-02 | HBS10878 | Shenzhen Growatt New Energy Co Ltd ALP 40.0L-E1 (x1) w/ Shenzhen Growatt New Energy Co Ltd SPH 4600TL BL-UP Eastron SDM120CT-M | 36 |  |  | Shenzhen Growatt New Energy Co Ltd | ALP 40.0L-E1 | 1 | Shenzhen Growatt New Energy Co Ltd | SPH 4600TL BL-UP | Growatt | 2027-06-25
2024-04-02 | HBS10879 | Shenzhen Growatt New Energy Co Ltd ALP 40.0L-E1 (x1) w/ Shenzhen Growatt New Energy Co Ltd SPH 4600TL BL-UP Eastron SDM630MCT | 36 |  |  | Shenzhen Growatt New Energy Co Ltd | ALP 40.0L-E1 | 1 | Shenzhen Growatt New Energy Co Ltd | SPH 4600TL BL-UP | Growatt | 2027-06-25
2024-04-18 | HBS10880 | iStore IS-BATT-10000-S0 (IS-BATT-5000-BMS + 2 x IS-BATT-5000-ES) (x1) w/ Huawei SUN2000-5KTL-L1 iStore P-IS-DDSU666-H | 10 |  |  | iStore | IS-BATT-10000-S0 (IS-BATT-5000-BMS + 2 x IS-BATT-5000-ES) | 1 | Huawei | SUN2000-5KTL-L1 | iSTORE | 2024-12-15
2024-04-18 | HBS10881 | iStore IS-BATT-15000-S0 (IS-BATT-5000-BMS + 3 x IS-BATT-5000-ES) (x1) w/ Huawei SUN2000-5KTL-L1 iStore P-IS-DDSU666-H | 15 |  |  | iStore | IS-BATT-15000-S0 (IS-BATT-5000-BMS + 3 x IS-BATT-5000-ES) | 1 | Huawei | SUN2000-5KTL-L1 | iSTORE | 2024-12-15
2024-04-18 | HBS10882 | iStore IS-BATT-10000-S0 (IS-BATT-5000-BMS + 2 x IS-BATT-5000-ES) (x2) w/ Huawei SUN2000-5KTL-L1 iStore P-IS-DDSU666-H | 20 |  |  | iStore | IS-BATT-10000-S0 (IS-BATT-5000-BMS + 2 x IS-BATT-5000-ES) | 2 | Huawei | SUN2000-5KTL-L1 | iSTORE | 2024-12-15
2024-04-18 | HBS10883 | iStore IS-BATT-10000-S0 (IS-BATT-5000-BMS + 2 x IS-BATT-5000-ES) + IS-BATT-15000-S0 (IS-BATT-5000-BMS + 3 x IS-BATT-5000-ES) (x2) w/ Huawei SUN2000-5KTL-L1 iStore P-IS-DDSU666-H | 25 |  |  | iStore | IS-BATT-10000-S0 (IS-BATT-5000-BMS + 2 x IS-BATT-5000-ES) + IS-BATT-15000-S0 (IS-BATT-5000-BMS + 3 x IS-BATT-5000-ES) | 2 | Huawei | SUN2000-5KTL-L1 | iSTORE | 2024-12-15
2024-04-18 | HBS10884 | iStore IS-BATT-15000-S0 (IS-BATT-5000-BMS + 3 x IS-BATT-5000-ES) (x2) w/ Huawei SUN2000-5KTL-L1 iStore P-IS-DDSU666-H | 30 |  |  | iStore | IS-BATT-15000-S0 (IS-BATT-5000-BMS + 3 x IS-BATT-5000-ES) | 2 | Huawei | SUN2000-5KTL-L1 | iSTORE | 2024-12-15
2024-04-18 | HBS10885 | iStore IS-BATT-10000-S0 (IS-BATT-5000-BMS + 2 x IS-BATT-5000-ES) (x1) w/ Huawei SUN2000-6KTL-L1 iStore P-IS-DDSU666-H | 10 |  |  | iStore | IS-BATT-10000-S0 (IS-BATT-5000-BMS + 2 x IS-BATT-5000-ES) | 1 | Huawei | SUN2000-6KTL-L1 | iSTORE | 2024-12-15
2024-04-18 | HBS10886 | iStore IS-BATT-15000-S0 (IS-BATT-5000-BMS + 3 x IS-BATT-5000-ES) (x1) w/ Huawei SUN2000-6KTL-L1 iStore P-IS-DDSU666-H | 15 |  |  | iStore | IS-BATT-15000-S0 (IS-BATT-5000-BMS + 3 x IS-BATT-5000-ES) | 1 | Huawei | SUN2000-6KTL-L1 | iSTORE | 2024-12-15
2024-04-18 | HBS10887 | iStore IS-BATT-10000-S0 (IS-BATT-5000-BMS + 2 x IS-BATT-5000-ES) (x2) w/ Huawei SUN2000-6KTL-L1 iStore P-IS-DDSU666-H | 20 |  |  | iStore | IS-BATT-10000-S0 (IS-BATT-5000-BMS + 2 x IS-BATT-5000-ES) | 2 | Huawei | SUN2000-6KTL-L1 | iSTORE | 2024-12-15
2024-04-18 | HBS10888 | iStore IS-BATT-10000-S0 (IS-BATT-5000-BMS + 2 x IS-BATT-5000-ES) + IS-BATT-15000-S0 (IS-BATT-5000-BMS + 3 x IS-BATT-5000-ES) (x2) w/ Huawei SUN2000-6KTL-L1 iStore P-IS-DDSU666-H | 25 |  |  | iStore | IS-BATT-10000-S0 (IS-BATT-5000-BMS + 2 x IS-BATT-5000-ES) + IS-BATT-15000-S0 (IS-BATT-5000-BMS + 3 x IS-BATT-5000-ES) | 2 | Huawei | SUN2000-6KTL-L1 | iSTORE | 2024-12-15
2024-04-18 | HBS10889 | iStore IS-BATT-15000-S0 (IS-BATT-5000-BMS + 3 x IS-BATT-5000-ES) (x2) w/ Huawei SUN2000-6KTL-L1 iStore P-IS-DDSU666-H | 30 |  |  | iStore | IS-BATT-15000-S0 (IS-BATT-5000-BMS + 3 x IS-BATT-5000-ES) | 2 | Huawei | SUN2000-6KTL-L1 | iSTORE | 2024-12-15
2024-04-18 | HBS10890 | iStore IS-BATT-10000-S0 (IS-BATT-5000-BMS + 2 x IS-BATT-5000-ES) (x1) w/ Huawei SUN2000-5KTL-M1 iStore P-IS-DTSU666-H | 10 |  |  | iStore | IS-BATT-10000-S0 (IS-BATT-5000-BMS + 2 x IS-BATT-5000-ES) | 1 | Huawei | SUN2000-5KTL-M1 | iSTORE | 2024-12-15
2024-04-18 | HBS10891 | iStore IS-BATT-15000-S0 (IS-BATT-5000-BMS + 3 x IS-BATT-5000-ES) (x1) w/ Huawei SUN2000-5KTL-M1 iStore P-IS-DTSU666-H | 15 |  |  | iStore | IS-BATT-15000-S0 (IS-BATT-5000-BMS + 3 x IS-BATT-5000-ES) | 1 | Huawei | SUN2000-5KTL-M1 | iSTORE | 2024-12-15
2024-04-18 | HBS10892 | iStore IS-BATT-10000-S0 (IS-BATT-5000-BMS + 2 x IS-BATT-5000-ES) (x2) w/ Huawei SUN2000-5KTL-M1 iStore P-IS-DTSU666-H | 20 |  |  | iStore | IS-BATT-10000-S0 (IS-BATT-5000-BMS + 2 x IS-BATT-5000-ES) | 2 | Huawei | SUN2000-5KTL-M1 | iSTORE | 2024-12-15
2024-04-18 | HBS10893 | iStore IS-BATT-10000-S0 (IS-BATT-5000-BMS + 2 x IS-BATT-5000-ES) + IS-BATT-15000-S0 (IS-BATT-5000-BMS + 3 x IS-BATT-5000-ES) (x2) w/ Huawei SUN2000-5KTL-M1 iStore P-IS-DTSU666-H | 25 |  |  | iStore | IS-BATT-10000-S0 (IS-BATT-5000-BMS + 2 x IS-BATT-5000-ES) + IS-BATT-15000-S0 (IS-BATT-5000-BMS + 3 x IS-BATT-5000-ES) | 2 | Huawei | SUN2000-5KTL-M1 | iSTORE | 2024-12-15
2024-04-18 | HBS10894 | iStore IS-BATT-15000-S0 (IS-BATT-5000-BMS + 3 x IS-BATT-5000-ES) (x2) w/ Huawei SUN2000-5KTL-M1 iStore P-IS-DTSU666-H | 30 |  |  | iStore | IS-BATT-15000-S0 (IS-BATT-5000-BMS + 3 x IS-BATT-5000-ES) | 2 | Huawei | SUN2000-5KTL-M1 | iSTORE | 2024-12-15
2024-04-18 | HBS10895 | iStore IS-BATT-10000-S0 (IS-BATT-5000-BMS + 2 x IS-BATT-5000-ES) (x1) w/ Huawei SUN2000-6KTL-M1 iStore P-IS-DTSU666-H | 10 |  |  | iStore | IS-BATT-10000-S0 (IS-BATT-5000-BMS + 2 x IS-BATT-5000-ES) | 1 | Huawei | SUN2000-6KTL-M1 | iSTORE | 2024-12-15
2024-04-18 | HBS10896 | iStore IS-BATT-15000-S0 (IS-BATT-5000-BMS + 3 x IS-BATT-5000-ES) (x1) w/ Huawei SUN2000-6KTL-M1 iStore P-IS-DTSU666-H | 15 |  |  | iStore | IS-BATT-15000-S0 (IS-BATT-5000-BMS + 3 x IS-BATT-5000-ES) | 1 | Huawei | SUN2000-6KTL-M1 | iSTORE | 2024-12-15
2024-04-18 | HBS10897 | iStore IS-BATT-10000-S0 (IS-BATT-5000-BMS + 2 x IS-BATT-5000-ES) (x2) w/ Huawei SUN2000-6KTL-M1 iStore P-IS-DTSU666-H | 20 |  |  | iStore | IS-BATT-10000-S0 (IS-BATT-5000-BMS + 2 x IS-BATT-5000-ES) | 2 | Huawei | SUN2000-6KTL-M1 | iSTORE | 2024-12-15
2024-04-18 | HBS10898 | iStore IS-BATT-10000-S0 (IS-BATT-5000-BMS + 2 x IS-BATT-5000-ES) + IS-BATT-15000-S0 (IS-BATT-5000-BMS + 3 x IS-BATT-5000-ES) (x2) w/ Huawei SUN2000-6KTL-M1 iStore P-IS-DTSU666-H | 25 |  |  | iStore | IS-BATT-10000-S0 (IS-BATT-5000-BMS + 2 x IS-BATT-5000-ES) + IS-BATT-15000-S0 (IS-BATT-5000-BMS + 3 x IS-BATT-5000-ES) | 2 | Huawei | SUN2000-6KTL-M1 | iSTORE | 2024-12-15
2024-04-18 | HBS10899 | iStore IS-BATT-15000-S0 (IS-BATT-5000-BMS + 3 x IS-BATT-5000-ES) (x2) w/ Huawei SUN2000-6KTL-M1 iStore P-IS-DTSU666-H | 30 |  |  | iStore | IS-BATT-15000-S0 (IS-BATT-5000-BMS + 3 x IS-BATT-5000-ES) | 2 | Huawei | SUN2000-6KTL-M1 | iSTORE | 2024-12-15
2024-04-29 | HBS10900 | GSL Energy GSL051200A-B-GBP2 (x1) w/ NingBo Deye Inverter Technology Co Ltd SUN-8K-SG05LP1-AU (AS4777-2 2020) | 8.19 |  |  | GSL Energy | GSL051200A-B-GBP2 | 1 | NingBo Deye Inverter Technology Co Ltd | SUN-8K-SG05LP1-AU (AS4777-2 2020) | GSL Energy | 2025-09-05
2024-04-29 | HBS10901 | GSL Energy GSL051200A-B-GBP2 (x1) w/ NingBo Deye Inverter Technology Co Ltd SUN-7.6K-SG05LP1-AU (AS4777-2 2020) | 8.19 |  |  | GSL Energy | GSL051200A-B-GBP2 | 1 | NingBo Deye Inverter Technology Co Ltd | SUN-7.6K-SG05LP1-AU (AS4777-2 2020) | GSL Energy | 2025-09-05
2024-04-29 | HBS10902 | GSL Energy GSL051200A-B-GBP2 (x1) w/ NingBo Deye Inverter Technology Co Ltd SUN-6K-SG04LP1-AU (AS4777-2 2020) | 8.19 |  |  | GSL Energy | GSL051200A-B-GBP2 | 1 | NingBo Deye Inverter Technology Co Ltd | SUN-6K-SG04LP1-AU (AS4777-2 2020) | GSL Energy | 2025-08-15
2024-04-29 | HBS10903 | GSL Energy GSL051200A-B-GBP2 (x1) w/ NingBo Deye Inverter Technology Co Ltd SUN-5K-SG04LP1-AU (AS4777-2 2020) | 8.19 |  |  | GSL Energy | GSL051200A-B-GBP2 | 1 | NingBo Deye Inverter Technology Co Ltd | SUN-5K-SG04LP1-AU (AS4777-2 2020) | GSL Energy | 2025-08-15
2024-04-29 | HBS10904 | GSL Energy GSL051200A-B-GBP2 (x1) w/ NingBo Deye Inverter Technology Co Ltd SUN-3K-SG04LP1-AU (AS4777-2 2020) | 8.19 |  |  | GSL Energy | GSL051200A-B-GBP2 | 1 | NingBo Deye Inverter Technology Co Ltd | SUN-3K-SG04LP1-AU (AS4777-2 2020) | GSL Energy | 2025-08-15
2024-04-29 | HBS10905 | GSL Energy GSL051200A-B-GBP2 (x1) w/ NingBo Deye Inverter Technology Co Ltd SUN-12K-SG04LP3-AU (AS4777-2 2020) | 8.19 |  |  | GSL Energy | GSL051200A-B-GBP2 | 1 | NingBo Deye Inverter Technology Co Ltd | SUN-12K-SG04LP3-AU (AS4777-2 2020) | GSL Energy | 2025-04-20
2024-04-29 | HBS10906 | GSL Energy GSL051200A-B-GBP2 (x1) w/ NingBo Deye Inverter Technology Co Ltd SUN-10K-SG04LP3-AU (AS4777-2 2020) | 8.19 |  |  | GSL Energy | GSL051200A-B-GBP2 | 1 | NingBo Deye Inverter Technology Co Ltd | SUN-10K-SG04LP3-AU (AS4777-2 2020) | GSL Energy | 2025-04-20
2024-04-29 | HBS10907 | GSL Energy GSL051200A-B-GBP2 (x1) w/ NingBo Deye Inverter Technology Co Ltd SUN-8K-SG04LP3-AU (AS4777-2 2020) | 8.19 |  |  | GSL Energy | GSL051200A-B-GBP2 | 1 | NingBo Deye Inverter Technology Co Ltd | SUN-8K-SG04LP3-AU (AS4777-2 2020) | GSL Energy | 2025-04-20
2024-04-29 | HBS10908 | GSL Energy GSL051200A-B-GBP2 (x1) w/ NingBo Deye Inverter Technology Co Ltd SUN-6K-SG04LP3-AU (AS4777-2 2020) | 8.19 |  |  | GSL Energy | GSL051200A-B-GBP2 | 1 | NingBo Deye Inverter Technology Co Ltd | SUN-6K-SG04LP3-AU (AS4777-2 2020) | GSL Energy | 2025-04-20
2024-04-29 | HBS10909 | GSL Energy GSL051200A-B-GBP2 (x1) w/ NingBo Deye Inverter Technology Co Ltd SUN-5K-SG04LP3-AU (AS4777-2 2020) | 8.19 |  |  | GSL Energy | GSL051200A-B-GBP2 | 1 | NingBo Deye Inverter Technology Co Ltd | SUN-5K-SG04LP3-AU (AS4777-2 2020) | GSL Energy | 2025-04-20
2024-04-29 | HBS10910 | GSL Energy GSL501280A-B-GPB2 (x1) w/ NingBo Deye Inverter Technology Co Ltd SUN-8K-SG05LP1-AU (AS4777-2 2020) | 11.47 |  |  | GSL Energy | GSL501280A-B-GPB2 | 1 | NingBo Deye Inverter Technology Co Ltd | SUN-8K-SG05LP1-AU (AS4777-2 2020) | GSL Energy | 2025-09-05
2024-04-29 | HBS10911 | GSL Energy GSL501280A-B-GPB2 (x1) w/ NingBo Deye Inverter Technology Co Ltd SUN-7.6K-SG05LP1-AU (AS4777-2 2020) | 11.47 |  |  | GSL Energy | GSL501280A-B-GPB2 | 1 | NingBo Deye Inverter Technology Co Ltd | SUN-7.6K-SG05LP1-AU (AS4777-2 2020) | GSL Energy | 2025-09-05
2024-04-29 | HBS10912 | GSL Energy GSL501280A-B-GPB2 (x1) w/ NingBo Deye Inverter Technology Co Ltd SUN-6K-SG04LP1-AU (AS4777-2 2020) | 11.47 |  |  | GSL Energy | GSL501280A-B-GPB2 | 1 | NingBo Deye Inverter Technology Co Ltd | SUN-6K-SG04LP1-AU (AS4777-2 2020) | GSL Energy | 2025-08-15
2024-04-29 | HBS10913 | GSL Energy GSL501280A-B-GPB2 (x1) w/ NingBo Deye Inverter Technology Co Ltd SUN-5K-SG04LP1-AU (AS4777-2 2020) | 11.47 |  |  | GSL Energy | GSL501280A-B-GPB2 | 1 | NingBo Deye Inverter Technology Co Ltd | SUN-5K-SG04LP1-AU (AS4777-2 2020) | GSL Energy | 2025-08-15
2024-04-29 | HBS10914 | GSL Energy GSL501280A-B-GPB2 (x1) w/ NingBo Deye Inverter Technology Co Ltd SUN-3K-SG04LP1-AU (AS4777-2 2020) | 11.47 |  |  | GSL Energy | GSL501280A-B-GPB2 | 1 | NingBo Deye Inverter Technology Co Ltd | SUN-3K-SG04LP1-AU (AS4777-2 2020) | GSL Energy | 2025-08-15
2024-04-29 | HBS10915 | GSL Energy GSL501280A-B-GPB2 (x1) w/ NingBo Deye Inverter Technology Co Ltd SUN-12K-SG04LP3-AU (AS4777-2 2020) | 11.47 |  |  | GSL Energy | GSL501280A-B-GPB2 | 1 | NingBo Deye Inverter Technology Co Ltd | SUN-12K-SG04LP3-AU (AS4777-2 2020) | GSL Energy | 2025-04-20
2024-04-29 | HBS10916 | GSL Energy GSL501280A-B-GPB2 (x1) w/ NingBo Deye Inverter Technology Co Ltd SUN-10K-SG04LP3-AU (AS4777-2 2020) | 11.47 |  |  | GSL Energy | GSL501280A-B-GPB2 | 1 | NingBo Deye Inverter Technology Co Ltd | SUN-10K-SG04LP3-AU (AS4777-2 2020) | GSL Energy | 2025-04-20
2024-04-29 | HBS10917 | GSL Energy GSL501280A-B-GPB2 (x1) w/ NingBo Deye Inverter Technology Co Ltd SUN-8K-SG04LP3-AU (AS4777-2 2020) | 11.47 |  |  | GSL Energy | GSL501280A-B-GPB2 | 1 | NingBo Deye Inverter Technology Co Ltd | SUN-8K-SG04LP3-AU (AS4777-2 2020) | GSL Energy | 2025-04-20
2024-04-29 | HBS10918 | GSL Energy GSL501280A-B-GPB2 (x1) w/ NingBo Deye Inverter Technology Co Ltd SUN-6K-SG04LP3-AU (AS4777-2 2020) | 11.47 |  |  | GSL Energy | GSL501280A-B-GPB2 | 1 | NingBo Deye Inverter Technology Co Ltd | SUN-6K-SG04LP3-AU (AS4777-2 2020) | GSL Energy | 2025-04-20
2024-04-29 | HBS10919 | GSL Energy GSL501280A-B-GPB2 (x1) w/ NingBo Deye Inverter Technology Co Ltd SUN-5K-SG04LP3-AU (AS4777-2 2020) | 11.47 |  |  | GSL Energy | GSL501280A-B-GPB2 | 1 | NingBo Deye Inverter Technology Co Ltd | SUN-5K-SG04LP3-AU (AS4777-2 2020) | GSL Energy | 2025-04-20
2024-05-01 | HBS10920 | Shenzhen OLiPower Energy & Automation Technology Co Ltd LB51100 (x2) w/ Deye New Energy Australia Pty Ltd. SUN-5K-SG04LP1-AU | 8.2 |  |  | Shenzhen OLiPower Energy & Automation Technology Co Ltd | LB51100 | 2 | Deye New Energy Australia Pty Ltd. | SUN-5K-SG04LP1-AU | Olipower | 2026-02-28
2024-05-01 | HBS10921 | Shenzhen OLiPower Energy & Automation Technology Co Ltd LB51100 (x2) w/ Deye New Energy Australia Pty Ltd. SUN-8K-SG05LP1-AU | 8.2 |  |  | Shenzhen OLiPower Energy & Automation Technology Co Ltd | LB51100 | 2 | Deye New Energy Australia Pty Ltd. | SUN-8K-SG05LP1-AU | Olipower | 2026-02-28
2024-05-01 | HBS10922 | Shenzhen OLiPower Energy & Automation Technology Co Ltd LB51100 (x2) w/ Deye New Energy Australia Pty Ltd. SUN-8K-SG04LP3-AU | 8.2 |  |  | Shenzhen OLiPower Energy & Automation Technology Co Ltd | LB51100 | 2 | Deye New Energy Australia Pty Ltd. | SUN-8K-SG04LP3-AU | Olipower | 2026-02-28
2024-05-01 | HBS10923 | Shenzhen OLiPower Energy & Automation Technology Co Ltd LB51100 (x2) w/ Deye New Energy Australia Pty Ltd. SUN-10K-SG04LP3-AU | 8.2 |  |  | Shenzhen OLiPower Energy & Automation Technology Co Ltd | LB51100 | 2 | Deye New Energy Australia Pty Ltd. | SUN-10K-SG04LP3-AU | Olipower | 2026-02-28
2024-05-01 | HBS10924 | Shenzhen OLiPower Energy & Automation Technology Co Ltd BRE-B-14K (x1) w/ Deye New Energy Australia Pty Ltd. SUN-5K-SG04LP1-AU | 12.9 |  |  | Shenzhen OLiPower Energy & Automation Technology Co Ltd | BRE-B-14K | 1 | Deye New Energy Australia Pty Ltd. | SUN-5K-SG04LP1-AU | Olipower | 2026-02-28
2024-05-01 | HBS10925 | Shenzhen OLiPower Energy & Automation Technology Co Ltd BRE-B-14K (x1) w/ Deye New Energy Australia Pty Ltd. SUN-8K-SG05LP1-AU | 12.9 |  |  | Shenzhen OLiPower Energy & Automation Technology Co Ltd | BRE-B-14K | 1 | Deye New Energy Australia Pty Ltd. | SUN-8K-SG05LP1-AU | Olipower | 2026-02-28
2024-05-01 | HBS10926 | Shenzhen OLiPower Energy & Automation Technology Co Ltd BRE-B-14K (x1) w/ Deye New Energy Australia Pty Ltd. SUN-8K-SG04LP3-AU | 12.9 |  |  | Shenzhen OLiPower Energy & Automation Technology Co Ltd | BRE-B-14K | 1 | Deye New Energy Australia Pty Ltd. | SUN-8K-SG04LP3-AU | Olipower | 2026-02-28
2024-05-01 | HBS10927 | Shenzhen OLiPower Energy & Automation Technology Co Ltd BRE-B-14K (x1) w/ Deye New Energy Australia Pty Ltd. SUN-10K-SG04LP3-AU | 12.9 |  |  | Shenzhen OLiPower Energy & Automation Technology Co Ltd | BRE-B-14K | 1 | Deye New Energy Australia Pty Ltd. | SUN-10K-SG04LP3-AU | Olipower | 2026-02-28
2024-05-01 | HBS10928 | Shenzhen OLiPower Energy & Automation Technology Co Ltd BRE-B-10K (x1) w/ Deye New Energy Australia Pty Ltd. SUN-5K-SG04LP1-AU | 8.6 |  |  | Shenzhen OLiPower Energy & Automation Technology Co Ltd | BRE-B-10K | 1 | Deye New Energy Australia Pty Ltd. | SUN-5K-SG04LP1-AU | Olipower | 2025-05-31
2024-05-01 | HBS10929 | Shenzhen OLiPower Energy & Automation Technology Co Ltd BRE-B-10K (x1) w/ Deye New Energy Australia Pty Ltd. SUN-8K-SG05LP1-AU | 8.6 |  |  | Shenzhen OLiPower Energy & Automation Technology Co Ltd | BRE-B-10K | 1 | Deye New Energy Australia Pty Ltd. | SUN-8K-SG05LP1-AU | Olipower | 2025-05-31
2024-05-01 | HBS10930 | Shenzhen OLiPower Energy & Automation Technology Co Ltd BRE-B-10K (x1) w/ Deye New Energy Australia Pty Ltd. SUN-8K-SG04LP3-AU | 8.6 |  |  | Shenzhen OLiPower Energy & Automation Technology Co Ltd | BRE-B-10K | 1 | Deye New Energy Australia Pty Ltd. | SUN-8K-SG04LP3-AU | Olipower | 2025-05-31
2024-05-01 | HBS10931 | Shenzhen OLiPower Energy & Automation Technology Co Ltd BRE-B-10K (x1) w/ Deye New Energy Australia Pty Ltd. SUN-10K-SG04LP3-AU | 8.6 |  |  | Shenzhen OLiPower Energy & Automation Technology Co Ltd | BRE-B-10K | 1 | Deye New Energy Australia Pty Ltd. | SUN-10K-SG04LP3-AU | Olipower | 2025-05-31
2024-05-05 | HBS10932 | Sungrow SBR096 (x1) w/ Sungrow SH15T | 9.6 |  |  | Sungrow | SBR096 | 1 | Sungrow | SH15T | Sungrow | 2027-04-18
2024-05-05 | HBS10933 | Sungrow SBR128 (x1) w/ Sungrow SH15T | 12.8 |  |  | Sungrow | SBR128 | 1 | Sungrow | SH15T | Sungrow | 2027-04-18
2024-05-05 | HBS10934 | Sungrow SBR160 (x1) w/ Sungrow SH15T | 16 |  |  | Sungrow | SBR160 | 1 | Sungrow | SH15T | Sungrow | 2027-04-18
2024-05-05 | HBS10935 | Sungrow SBR192 (x1) w/ Sungrow SH15T | 19.2 |  |  | Sungrow | SBR192 | 1 | Sungrow | SH15T | Sungrow | 2027-04-18
2024-05-05 | HBS10936 | Sungrow SBR224 (x1) w/ Sungrow SH15T | 22.4 |  |  | Sungrow | SBR224 | 1 | Sungrow | SH15T | Sungrow | 2027-04-18
2024-05-05 | HBS10937 | Sungrow SBR256 (x1) w/ Sungrow SH15T | 25.6 |  |  | Sungrow | SBR256 | 1 | Sungrow | SH15T | Sungrow | 2027-04-18
2024-05-05 | HBS10938 | Sungrow SBR096 (x2) w/ Sungrow SH15T | 19.2 |  |  | Sungrow | SBR096 | 2 | Sungrow | SH15T | Sungrow | 2027-04-18
2024-05-05 | HBS10939 | Sungrow SBR128 (x2) w/ Sungrow SH15T | 25.6 |  |  | Sungrow | SBR128 | 2 | Sungrow | SH15T | Sungrow | 2027-04-18
2024-05-05 | HBS10940 | Sungrow SBR160 (x2) w/ Sungrow SH15T | 32 |  |  | Sungrow | SBR160 | 2 | Sungrow | SH15T | Sungrow | 2027-04-18
2024-05-05 | HBS10941 | Sungrow SBR192 (x2) w/ Sungrow SH15T | 38.4 |  |  | Sungrow | SBR192 | 2 | Sungrow | SH15T | Sungrow | 2027-04-18
2024-05-05 | HBS10942 | Sungrow SBR224 (x2) w/ Sungrow SH15T | 44.8 |  |  | Sungrow | SBR224 | 2 | Sungrow | SH15T | Sungrow | 2027-04-18
2024-05-05 | HBS10943 | Sungrow SBR256 (x2) w/ Sungrow SH15T | 51.2 |  |  | Sungrow | SBR256 | 2 | Sungrow | SH15T | Sungrow | 2027-04-18
2024-05-05 | HBS10944 | Sungrow SBR096 (x3) w/ Sungrow SH15T | 28.8 |  |  | Sungrow | SBR096 | 3 | Sungrow | SH15T | Sungrow | 2027-04-18
2024-05-05 | HBS10945 | Sungrow SBR128 (x3) w/ Sungrow SH15T | 38.4 |  |  | Sungrow | SBR128 | 3 | Sungrow | SH15T | Sungrow | 2027-04-18
2024-05-05 | HBS10946 | Sungrow SBR160 (x3) w/ Sungrow SH15T | 48 |  |  | Sungrow | SBR160 | 3 | Sungrow | SH15T | Sungrow | 2027-04-18
2024-05-05 | HBS10947 | Sungrow SBR192 (x3) w/ Sungrow SH15T | 57.6 |  |  | Sungrow | SBR192 | 3 | Sungrow | SH15T | Sungrow | 2027-04-18
2024-05-05 | HBS10948 | Sungrow SBR224 (x3) w/ Sungrow SH15T | 67.2 |  |  | Sungrow | SBR224 | 3 | Sungrow | SH15T | Sungrow | 2027-04-18
2024-05-05 | HBS10949 | Sungrow SBR256 (x3) w/ Sungrow SH15T | 76.8 |  |  | Sungrow | SBR256 | 3 | Sungrow | SH15T | Sungrow | 2027-04-18
2024-05-05 | HBS10950 | Sungrow SBR096 (x4) w/ Sungrow SH15T | 38.4 |  |  | Sungrow | SBR096 | 4 | Sungrow | SH15T | Sungrow | 2027-04-18
2024-05-05 | HBS10951 | Sungrow SBR128 (x4) w/ Sungrow SH15T | 51.2 |  |  | Sungrow | SBR128 | 4 | Sungrow | SH15T | Sungrow | 2027-04-18
2024-05-05 | HBS10952 | Sungrow SBR160 (x4) w/ Sungrow SH15T | 64 |  |  | Sungrow | SBR160 | 4 | Sungrow | SH15T | Sungrow | 2027-04-18
2024-05-05 | HBS10953 | Sungrow SBR192 (x4) w/ Sungrow SH15T | 76.8 |  |  | Sungrow | SBR192 | 4 | Sungrow | SH15T | Sungrow | 2027-04-18
2024-05-05 | HBS10954 | Sungrow SBR224 (x4) w/ Sungrow SH15T | 89.6 |  |  | Sungrow | SBR224 | 4 | Sungrow | SH15T | Sungrow | 2027-04-18
2024-05-05 | HBS10955 | Sungrow SBR256 (x4) w/ Sungrow SH15T | 102.4 |  |  | Sungrow | SBR256 | 4 | Sungrow | SH15T | Sungrow | 2027-04-18
2024-05-05 | HBS10956 | Sungrow SBR096 (x1) w/ Sungrow SH20T | 9.6 |  |  | Sungrow | SBR096 | 1 | Sungrow | SH20T | Sungrow | 2027-04-18
2024-05-05 | HBS10957 | Sungrow SBR128 (x1) w/ Sungrow SH20T | 12.8 |  |  | Sungrow | SBR128 | 1 | Sungrow | SH20T | Sungrow | 2027-04-18
2024-05-05 | HBS10958 | Sungrow SBR160 (x1) w/ Sungrow SH20T | 16 |  |  | Sungrow | SBR160 | 1 | Sungrow | SH20T | Sungrow | 2027-04-18
2024-05-05 | HBS10959 | Sungrow SBR192 (x1) w/ Sungrow SH20T | 19.2 |  |  | Sungrow | SBR192 | 1 | Sungrow | SH20T | Sungrow | 2027-04-18
2024-05-05 | HBS10960 | Sungrow SBR224 (x1) w/ Sungrow SH20T | 22.4 |  |  | Sungrow | SBR224 | 1 | Sungrow | SH20T | Sungrow | 2027-04-18
2024-05-05 | HBS10961 | Sungrow SBR256 (x1) w/ Sungrow SH20T | 25.6 |  |  | Sungrow | SBR256 | 1 | Sungrow | SH20T | Sungrow | 2027-04-18
2024-05-05 | HBS10962 | Sungrow SBR096 (x2) w/ Sungrow SH20T | 19.2 |  |  | Sungrow | SBR096 | 2 | Sungrow | SH20T | Sungrow | 2027-04-18
2024-05-05 | HBS10963 | Sungrow SBR128 (x2) w/ Sungrow SH20T | 25.6 |  |  | Sungrow | SBR128 | 2 | Sungrow | SH20T | Sungrow | 2027-04-18
2024-05-05 | HBS10964 | Sungrow SBR160 (x2) w/ Sungrow SH20T | 32 |  |  | Sungrow | SBR160 | 2 | Sungrow | SH20T | Sungrow | 2027-04-18
2024-05-05 | HBS10965 | Sungrow SBR192 (x2) w/ Sungrow SH20T | 38.4 |  |  | Sungrow | SBR192 | 2 | Sungrow | SH20T | Sungrow | 2027-04-18
2024-05-05 | HBS10966 | Sungrow SBR224 (x2) w/ Sungrow SH20T | 44.8 |  |  | Sungrow | SBR224 | 2 | Sungrow | SH20T | Sungrow | 2027-04-18
2024-05-05 | HBS10967 | Sungrow SBR256 (x2) w/ Sungrow SH20T | 51.2 |  |  | Sungrow | SBR256 | 2 | Sungrow | SH20T | Sungrow | 2027-04-18
2024-05-05 | HBS10968 | Sungrow SBR096 (x3) w/ Sungrow SH20T | 28.8 |  |  | Sungrow | SBR096 | 3 | Sungrow | SH20T | Sungrow | 2027-04-18
2024-05-05 | HBS10969 | Sungrow SBR128 (x3) w/ Sungrow SH20T | 38.4 |  |  | Sungrow | SBR128 | 3 | Sungrow | SH20T | Sungrow | 2027-04-18
2024-05-05 | HBS10970 | Sungrow SBR160 (x3) w/ Sungrow SH20T | 48 |  |  | Sungrow | SBR160 | 3 | Sungrow | SH20T | Sungrow | 2027-04-18
2024-05-05 | HBS10971 | Sungrow SBR192 (x3) w/ Sungrow SH20T | 57.6 |  |  | Sungrow | SBR192 | 3 | Sungrow | SH20T | Sungrow | 2027-04-18
2024-05-05 | HBS10972 | Sungrow SBR224 (x3) w/ Sungrow SH20T | 67.2 |  |  | Sungrow | SBR224 | 3 | Sungrow | SH20T | Sungrow | 2027-04-18
2024-05-05 | HBS10973 | Sungrow SBR256 (x3) w/ Sungrow SH20T | 76.8 |  |  | Sungrow | SBR256 | 3 | Sungrow | SH20T | Sungrow | 2027-04-18
2024-05-05 | HBS10974 | Sungrow SBR096 (x4) w/ Sungrow SH20T | 38.4 |  |  | Sungrow | SBR096 | 4 | Sungrow | SH20T | Sungrow | 2027-04-18
2024-05-05 | HBS10975 | Sungrow SBR128 (x4) w/ Sungrow SH20T | 51.2 |  |  | Sungrow | SBR128 | 4 | Sungrow | SH20T | Sungrow | 2027-04-18
2024-05-05 | HBS10976 | Sungrow SBR160 (x4) w/ Sungrow SH20T | 64 |  |  | Sungrow | SBR160 | 4 | Sungrow | SH20T | Sungrow | 2027-04-18
2024-05-05 | HBS10977 | Sungrow SBR192 (x4) w/ Sungrow SH20T | 76.8 |  |  | Sungrow | SBR192 | 4 | Sungrow | SH20T | Sungrow | 2027-04-18
2024-05-05 | HBS10978 | Sungrow SBR224 (x4) w/ Sungrow SH20T | 89.6 |  |  | Sungrow | SBR224 | 4 | Sungrow | SH20T | Sungrow | 2027-04-18
2024-05-05 | HBS10979 | Sungrow SBR256 (x4) w/ Sungrow SH20T | 102.4 |  |  | Sungrow | SBR256 | 4 | Sungrow | SH20T | Sungrow | 2027-04-18
2024-05-05 | HBS10980 | Sungrow SBR096 (x1) w/ Sungrow SH25T | 9.6 |  |  | Sungrow | SBR096 | 1 | Sungrow | SH25T | Sungrow | 2027-04-18
2024-05-05 | HBS10981 | Sungrow SBR128 (x1) w/ Sungrow SH25T | 12.8 |  |  | Sungrow | SBR128 | 1 | Sungrow | SH25T | Sungrow | 2027-04-18
2024-05-05 | HBS10982 | Sungrow SBR160 (x1) w/ Sungrow SH25T | 16 |  |  | Sungrow | SBR160 | 1 | Sungrow | SH25T | Sungrow | 2027-04-18
2024-05-05 | HBS10983 | Sungrow SBR192 (x1) w/ Sungrow SH25T | 19.2 |  |  | Sungrow | SBR192 | 1 | Sungrow | SH25T | Sungrow | 2027-04-18
2024-05-05 | HBS10984 | Sungrow SBR224 (x1) w/ Sungrow SH25T | 22.4 |  |  | Sungrow | SBR224 | 1 | Sungrow | SH25T | Sungrow | 2027-04-18
2024-05-05 | HBS10985 | Sungrow SBR256 (x1) w/ Sungrow SH25T | 25.6 |  |  | Sungrow | SBR256 | 1 | Sungrow | SH25T | Sungrow | 2027-04-18
2024-05-05 | HBS10986 | Sungrow SBR096 (x2) w/ Sungrow SH25T | 19.2 |  |  | Sungrow | SBR096 | 2 | Sungrow | SH25T | Sungrow | 2027-04-18
2024-05-05 | HBS10987 | Sungrow SBR128 (x2) w/ Sungrow SH25T | 25.6 |  |  | Sungrow | SBR128 | 2 | Sungrow | SH25T | Sungrow | 2027-04-18
2024-05-05 | HBS10988 | Sungrow SBR160 (x2) w/ Sungrow SH25T | 32 |  |  | Sungrow | SBR160 | 2 | Sungrow | SH25T | Sungrow | 2027-04-18
2024-05-05 | HBS10989 | Sungrow SBR192 (x2) w/ Sungrow SH25T | 38.4 |  |  | Sungrow | SBR192 | 2 | Sungrow | SH25T | Sungrow | 2027-04-18
2024-05-05 | HBS10990 | Sungrow SBR224 (x2) w/ Sungrow SH25T | 44.8 |  |  | Sungrow | SBR224 | 2 | Sungrow | SH25T | Sungrow | 2027-04-18
2024-05-05 | HBS10991 | Sungrow SBR256 (x2) w/ Sungrow SH25T | 51.2 |  |  | Sungrow | SBR256 | 2 | Sungrow | SH25T | Sungrow | 2027-04-18
2024-05-05 | HBS10992 | Sungrow SBR096 (x3) w/ Sungrow SH25T | 28.8 |  |  | Sungrow | SBR096 | 3 | Sungrow | SH25T | Sungrow | 2027-04-18
2024-05-05 | HBS10993 | Sungrow SBR128 (x3) w/ Sungrow SH25T | 38.4 |  |  | Sungrow | SBR128 | 3 | Sungrow | SH25T | Sungrow | 2027-04-18
2024-05-05 | HBS10994 | Sungrow SBR160 (x3) w/ Sungrow SH25T | 48 |  |  | Sungrow | SBR160 | 3 | Sungrow | SH25T | Sungrow | 2027-04-18
2024-05-05 | HBS10995 | Sungrow SBR192 (x3) w/ Sungrow SH25T | 57.6 |  |  | Sungrow | SBR192 | 3 | Sungrow | SH25T | Sungrow | 2027-04-18
2024-05-05 | HBS10996 | Sungrow SBR224 (x3) w/ Sungrow SH25T | 67.2 |  |  | Sungrow | SBR224 | 3 | Sungrow | SH25T | Sungrow | 2027-04-18
2024-05-05 | HBS10997 | Sungrow SBR256 (x3) w/ Sungrow SH25T | 76.8 |  |  | Sungrow | SBR256 | 3 | Sungrow | SH25T | Sungrow | 2027-04-18
2024-05-05 | HBS10998 | Sungrow SBR096 (x4) w/ Sungrow SH25T | 38.4 |  |  | Sungrow | SBR096 | 4 | Sungrow | SH25T | Sungrow | 2027-04-18
2024-05-05 | HBS10999 | Sungrow SBR128 (x4) w/ Sungrow SH25T | 51.2 |  |  | Sungrow | SBR128 | 4 | Sungrow | SH25T | Sungrow | 2027-04-18
2024-05-05 | HBS11000 | Sungrow SBR160 (x4) w/ Sungrow SH25T | 64 |  |  | Sungrow | SBR160 | 4 | Sungrow | SH25T | Sungrow | 2027-04-18
2024-05-05 | HBS11001 | Sungrow SBR192 (x4) w/ Sungrow SH25T | 76.8 |  |  | Sungrow | SBR192 | 4 | Sungrow | SH25T | Sungrow | 2027-04-18
2024-05-05 | HBS11002 | Sungrow SBR224 (x4) w/ Sungrow SH25T | 89.6 |  |  | Sungrow | SBR224 | 4 | Sungrow | SH25T | Sungrow | 2027-04-18
2024-05-05 | HBS11003 | Sungrow SBR256 (x4) w/ Sungrow SH25T | 102.4 |  |  | Sungrow | SBR256 | 4 | Sungrow | SH25T | Sungrow | 2027-04-18
2024-05-05 | HBS11004 | Sungrow SBH200 (x1) w/ Sungrow SH5.0RS | 20 |  |  | Sungrow | SBH200 | 1 | Sungrow | SH5.0RS | Sungrow | 2024-12-15
2024-05-05 | HBS11005 | Sungrow SBH250 (x1) w/ Sungrow SH5.0RS | 25 |  |  | Sungrow | SBH250 | 1 | Sungrow | SH5.0RS | Sungrow | 2024-12-15
2024-05-05 | HBS11006 | Sungrow SBH300 (x1) w/ Sungrow SH5.0RS | 30 |  |  | Sungrow | SBH300 | 1 | Sungrow | SH5.0RS | Sungrow | 2024-12-15
2024-05-05 | HBS11007 | Sungrow SBH200 (x2) w/ Sungrow SH5.0RS | 40 |  |  | Sungrow | SBH200 | 2 | Sungrow | SH5.0RS | Sungrow | 2024-12-15
2024-05-05 | HBS11008 | Sungrow SBH250 (x2) w/ Sungrow SH5.0RS | 50 |  |  | Sungrow | SBH250 | 2 | Sungrow | SH5.0RS | Sungrow | 2024-12-15
2024-05-05 | HBS11009 | Sungrow SBH300 (x2) w/ Sungrow SH5.0RS | 60 |  |  | Sungrow | SBH300 | 2 | Sungrow | SH5.0RS | Sungrow | 2024-12-15
2024-05-05 | HBS11010 | Sungrow SBH200 (x3) w/ Sungrow SH5.0RS | 60 |  |  | Sungrow | SBH200 | 3 | Sungrow | SH5.0RS | Sungrow | 2024-12-15
2024-05-05 | HBS11011 | Sungrow SBH250 (x3) w/ Sungrow SH5.0RS | 75 |  |  | Sungrow | SBH250 | 3 | Sungrow | SH5.0RS | Sungrow | 2024-12-15
2024-05-05 | HBS11012 | Sungrow SBH300 (x3) w/ Sungrow SH5.0RS | 90 |  |  | Sungrow | SBH300 | 3 | Sungrow | SH5.0RS | Sungrow | 2024-12-15
2024-05-05 | HBS11013 | Sungrow SBH200 (x4) w/ Sungrow SH5.0RS | 80 |  |  | Sungrow | SBH200 | 4 | Sungrow | SH5.0RS | Sungrow | 2024-12-15
2024-05-05 | HBS11014 | Sungrow SBH250 (x4) w/ Sungrow SH5.0RS | 100 |  |  | Sungrow | SBH250 | 4 | Sungrow | SH5.0RS | Sungrow | 2024-12-15
2024-05-05 | HBS11015 | Sungrow SBH300 (x4) w/ Sungrow SH5.0RS | 120 |  |  | Sungrow | SBH300 | 4 | Sungrow | SH5.0RS | Sungrow | 2024-12-15
2024-05-05 | HBS11016 | Sungrow SBH200 (x1) w/ Sungrow SH6.0RS | 20 |  |  | Sungrow | SBH200 | 1 | Sungrow | SH6.0RS | Sungrow | 2024-12-15
2024-05-05 | HBS11017 | Sungrow SBH250 (x1) w/ Sungrow SH6.0RS | 25 |  |  | Sungrow | SBH250 | 1 | Sungrow | SH6.0RS | Sungrow | 2024-12-15
2024-05-05 | HBS11018 | Sungrow SBH300 (x1) w/ Sungrow SH6.0RS | 30 |  |  | Sungrow | SBH300 | 1 | Sungrow | SH6.0RS | Sungrow | 2024-12-15
2024-05-05 | HBS11019 | Sungrow SBH200 (x2) w/ Sungrow SH6.0RS | 40 |  |  | Sungrow | SBH200 | 2 | Sungrow | SH6.0RS | Sungrow | 2024-12-15
2024-05-05 | HBS11020 | Sungrow SBH250 (x2) w/ Sungrow SH6.0RS | 50 |  |  | Sungrow | SBH250 | 2 | Sungrow | SH6.0RS | Sungrow | 2024-12-15
2024-05-05 | HBS11021 | Sungrow SBH300 (x2) w/ Sungrow SH6.0RS | 60 |  |  | Sungrow | SBH300 | 2 | Sungrow | SH6.0RS | Sungrow | 2024-12-15
2024-05-05 | HBS11022 | Sungrow SBH200 (x3) w/ Sungrow SH6.0RS | 60 |  |  | Sungrow | SBH200 | 3 | Sungrow | SH6.0RS | Sungrow | 2024-12-15
2024-05-05 | HBS11023 | Sungrow SBH250 (x3) w/ Sungrow SH6.0RS | 75 |  |  | Sungrow | SBH250 | 3 | Sungrow | SH6.0RS | Sungrow | 2024-12-15
2024-05-05 | HBS11024 | Sungrow SBH300 (x3) w/ Sungrow SH6.0RS | 90 |  |  | Sungrow | SBH300 | 3 | Sungrow | SH6.0RS | Sungrow | 2024-12-15
2024-05-05 | HBS11025 | Sungrow SBH200 (x4) w/ Sungrow SH6.0RS | 80 |  |  | Sungrow | SBH200 | 4 | Sungrow | SH6.0RS | Sungrow | 2024-12-15
2024-05-05 | HBS11026 | Sungrow SBH250 (x4) w/ Sungrow SH6.0RS | 100 |  |  | Sungrow | SBH250 | 4 | Sungrow | SH6.0RS | Sungrow | 2024-12-15
2024-05-05 | HBS11027 | Sungrow SBH300 (x4) w/ Sungrow SH6.0RS | 120 |  |  | Sungrow | SBH300 | 4 | Sungrow | SH6.0RS | Sungrow | 2024-12-15
2024-05-05 | HBS11028 | Sungrow SBH200 (x1) w/ Sungrow SH8.0RS | 20 |  |  | Sungrow | SBH200 | 1 | Sungrow | SH8.0RS | Sungrow | 2026-05-13
2024-05-05 | HBS11029 | Sungrow SBH250 (x1) w/ Sungrow SH8.0RS | 25 |  |  | Sungrow | SBH250 | 1 | Sungrow | SH8.0RS | Sungrow | 2026-05-13
2024-05-05 | HBS11030 | Sungrow SBH300 (x1) w/ Sungrow SH8.0RS | 30 |  |  | Sungrow | SBH300 | 1 | Sungrow | SH8.0RS | Sungrow | 2026-05-13
2024-05-05 | HBS11031 | Sungrow SBH200 (x2) w/ Sungrow SH8.0RS | 40 |  |  | Sungrow | SBH200 | 2 | Sungrow | SH8.0RS | Sungrow | 2026-05-13
2024-05-05 | HBS11032 | Sungrow SBH250 (x2) w/ Sungrow SH8.0RS | 50 |  |  | Sungrow | SBH250 | 2 | Sungrow | SH8.0RS | Sungrow | 2026-05-13
2024-05-05 | HBS11033 | Sungrow SBH300 (x2) w/ Sungrow SH8.0RS | 60 |  |  | Sungrow | SBH300 | 2 | Sungrow | SH8.0RS | Sungrow | 2026-05-13
2024-05-05 | HBS11034 | Sungrow SBH200 (x3) w/ Sungrow SH8.0RS | 60 |  |  | Sungrow | SBH200 | 3 | Sungrow | SH8.0RS | Sungrow | 2026-05-13
2024-05-05 | HBS11035 | Sungrow SBH250 (x3) w/ Sungrow SH8.0RS | 75 |  |  | Sungrow | SBH250 | 3 | Sungrow | SH8.0RS | Sungrow | 2026-05-13
2024-05-05 | HBS11036 | Sungrow SBH300 (x3) w/ Sungrow SH8.0RS | 90 |  |  | Sungrow | SBH300 | 3 | Sungrow | SH8.0RS | Sungrow | 2026-05-13
2024-05-05 | HBS11037 | Sungrow SBH200 (x4) w/ Sungrow SH8.0RS | 80 |  |  | Sungrow | SBH200 | 4 | Sungrow | SH8.0RS | Sungrow | 2026-05-13
2024-05-05 | HBS11038 | Sungrow SBH250 (x4) w/ Sungrow SH8.0RS | 100 |  |  | Sungrow | SBH250 | 4 | Sungrow | SH8.0RS | Sungrow | 2026-05-13
2024-05-05 | HBS11039 | Sungrow SBH300 (x4) w/ Sungrow SH8.0RS | 120 |  |  | Sungrow | SBH300 | 4 | Sungrow | SH8.0RS | Sungrow | 2026-05-13
2024-05-05 | HBS11040 | Sungrow SBH200 (x1) w/ Sungrow SH10RS | 20 |  |  | Sungrow | SBH200 | 1 | Sungrow | SH10RS | Sungrow | 2026-05-13
2024-05-05 | HBS11041 | Sungrow SBH250 (x1) w/ Sungrow SH10RS | 25 |  |  | Sungrow | SBH250 | 1 | Sungrow | SH10RS | Sungrow | 2026-05-13
2024-05-05 | HBS11042 | Sungrow SBH300 (x1) w/ Sungrow SH10RS | 30 |  |  | Sungrow | SBH300 | 1 | Sungrow | SH10RS | Sungrow | 2026-05-13
2024-05-05 | HBS11043 | Sungrow SBH200 (x2) w/ Sungrow SH10RS | 40 |  |  | Sungrow | SBH200 | 2 | Sungrow | SH10RS | Sungrow | 2026-05-13
2024-05-05 | HBS11044 | Sungrow SBH250 (x2) w/ Sungrow SH10RS | 50 |  |  | Sungrow | SBH250 | 2 | Sungrow | SH10RS | Sungrow | 2026-05-13
2024-05-05 | HBS11045 | Sungrow SBH300 (x2) w/ Sungrow SH10RS | 60 |  |  | Sungrow | SBH300 | 2 | Sungrow | SH10RS | Sungrow | 2026-05-13
2024-05-05 | HBS11046 | Sungrow SBH200 (x3) w/ Sungrow SH10RS | 60 |  |  | Sungrow | SBH200 | 3 | Sungrow | SH10RS | Sungrow | 2026-05-13
2024-05-05 | HBS11047 | Sungrow SBH250 (x3) w/ Sungrow SH10RS | 75 |  |  | Sungrow | SBH250 | 3 | Sungrow | SH10RS | Sungrow | 2026-05-13
2024-05-05 | HBS11048 | Sungrow SBH300 (x3) w/ Sungrow SH10RS | 90 |  |  | Sungrow | SBH300 | 3 | Sungrow | SH10RS | Sungrow | 2026-05-13
2024-05-05 | HBS11049 | Sungrow SBH200 (x4) w/ Sungrow SH10RS | 80 |  |  | Sungrow | SBH200 | 4 | Sungrow | SH10RS | Sungrow | 2026-05-13
2024-05-05 | HBS11050 | Sungrow SBH250 (x4) w/ Sungrow SH10RS | 100 |  |  | Sungrow | SBH250 | 4 | Sungrow | SH10RS | Sungrow | 2026-05-13
2024-05-05 | HBS11051 | Sungrow SBH300 (x4) w/ Sungrow SH10RS | 120 |  |  | Sungrow | SBH300 | 4 | Sungrow | SH10RS | Sungrow | 2026-05-13
2024-05-05 | HBS11052 | Sungrow SBH200 (x1) w/ Sungrow SH5.0RT | 20 |  |  | Sungrow | SBH200 | 1 | Sungrow | SH5.0RT | Sungrow | 2024-12-16
2024-05-05 | HBS11053 | Sungrow SBH250 (x1) w/ Sungrow SH5.0RT | 25 |  |  | Sungrow | SBH250 | 1 | Sungrow | SH5.0RT | Sungrow | 2024-12-16
2024-05-05 | HBS11054 | Sungrow SBH300 (x1) w/ Sungrow SH5.0RT | 30 |  |  | Sungrow | SBH300 | 1 | Sungrow | SH5.0RT | Sungrow | 2024-12-16
2024-05-05 | HBS11055 | Sungrow SBH350 (x1) w/ Sungrow SH5.0RT | 35 |  |  | Sungrow | SBH350 | 1 | Sungrow | SH5.0RT | Sungrow | 2024-12-16
2024-05-05 | HBS11056 | Sungrow SBH400 (x1) w/ Sungrow SH5.0RT | 40 |  |  | Sungrow | SBH400 | 1 | Sungrow | SH5.0RT | Sungrow | 2024-12-16
2024-05-05 | HBS11057 | Sungrow SBH200 (x2) w/ Sungrow SH5.0RT | 40 |  |  | Sungrow | SBH200 | 2 | Sungrow | SH5.0RT | Sungrow | 2024-12-16
2024-05-05 | HBS11058 | Sungrow SBH250 (x2) w/ Sungrow SH5.0RT | 50 |  |  | Sungrow | SBH250 | 2 | Sungrow | SH5.0RT | Sungrow | 2024-12-16
2024-05-05 | HBS11059 | Sungrow SBH300 (x2) w/ Sungrow SH5.0RT | 60 |  |  | Sungrow | SBH300 | 2 | Sungrow | SH5.0RT | Sungrow | 2024-12-16
2024-05-05 | HBS11060 | Sungrow SBH350 (x2) w/ Sungrow SH5.0RT | 70 |  |  | Sungrow | SBH350 | 2 | Sungrow | SH5.0RT | Sungrow | 2024-12-16
2024-05-05 | HBS11061 | Sungrow SBH400 (x2) w/ Sungrow SH5.0RT | 80 |  |  | Sungrow | SBH400 | 2 | Sungrow | SH5.0RT | Sungrow | 2024-12-16
2024-05-05 | HBS11062 | Sungrow SBH200 (x3) w/ Sungrow SH5.0RT | 60 |  |  | Sungrow | SBH200 | 3 | Sungrow | SH5.0RT | Sungrow | 2024-12-16
2024-05-05 | HBS11063 | Sungrow SBH250 (x3) w/ Sungrow SH5.0RT | 75 |  |  | Sungrow | SBH250 | 3 | Sungrow | SH5.0RT | Sungrow | 2024-12-16
2024-05-05 | HBS11064 | Sungrow SBH300 (x3) w/ Sungrow SH5.0RT | 90 |  |  | Sungrow | SBH300 | 3 | Sungrow | SH5.0RT | Sungrow | 2024-12-16
2024-05-05 | HBS11065 | Sungrow SBH350 (x3) w/ Sungrow SH5.0RT | 105 |  |  | Sungrow | SBH350 | 3 | Sungrow | SH5.0RT | Sungrow | 2024-12-16
2024-05-05 | HBS11066 | Sungrow SBH400 (x3) w/ Sungrow SH5.0RT | 120 |  |  | Sungrow | SBH400 | 3 | Sungrow | SH5.0RT | Sungrow | 2024-12-16
2024-05-05 | HBS11067 | Sungrow SBH200 (x4) w/ Sungrow SH5.0RT | 80 |  |  | Sungrow | SBH200 | 4 | Sungrow | SH5.0RT | Sungrow | 2024-12-16
2024-05-05 | HBS11068 | Sungrow SBH250 (x4) w/ Sungrow SH5.0RT | 100 |  |  | Sungrow | SBH250 | 4 | Sungrow | SH5.0RT | Sungrow | 2024-12-16
2024-05-05 | HBS11069 | Sungrow SBH300 (x4) w/ Sungrow SH5.0RT | 120 |  |  | Sungrow | SBH300 | 4 | Sungrow | SH5.0RT | Sungrow | 2024-12-16
2024-05-05 | HBS11070 | Sungrow SBH350 (x4) w/ Sungrow SH5.0RT | 140 |  |  | Sungrow | SBH350 | 4 | Sungrow | SH5.0RT | Sungrow | 2024-12-16
2024-05-05 | HBS11071 | Sungrow SBH400 (x4) w/ Sungrow SH5.0RT | 160 |  |  | Sungrow | SBH400 | 4 | Sungrow | SH5.0RT | Sungrow | 2024-12-16
2024-05-05 | HBS11072 | Sungrow SBH200 (x1) w/ Sungrow SH10RT | 20 |  |  | Sungrow | SBH200 | 1 | Sungrow | SH10RT | Sungrow | 2026-04-24
2024-05-05 | HBS11073 | Sungrow SBH250 (x1) w/ Sungrow SH10RT | 25 |  |  | Sungrow | SBH250 | 1 | Sungrow | SH10RT | Sungrow | 2026-04-24
2024-05-05 | HBS11074 | Sungrow SBH300 (x1) w/ Sungrow SH10RT | 30 |  |  | Sungrow | SBH300 | 1 | Sungrow | SH10RT | Sungrow | 2026-04-24
2024-05-05 | HBS11075 | Sungrow SBH350 (x1) w/ Sungrow SH10RT | 35 |  |  | Sungrow | SBH350 | 1 | Sungrow | SH10RT | Sungrow | 2026-04-24
2024-05-05 | HBS11076 | Sungrow SBH400 (x1) w/ Sungrow SH10RT | 40 |  |  | Sungrow | SBH400 | 1 | Sungrow | SH10RT | Sungrow | 2026-04-24
2024-05-05 | HBS11077 | Sungrow SBH200 (x2) w/ Sungrow SH10RT | 40 |  |  | Sungrow | SBH200 | 2 | Sungrow | SH10RT | Sungrow | 2026-04-24
2024-05-05 | HBS11078 | Sungrow SBH250 (x2) w/ Sungrow SH10RT | 50 |  |  | Sungrow | SBH250 | 2 | Sungrow | SH10RT | Sungrow | 2026-04-24
2024-05-05 | HBS11079 | Sungrow SBH300 (x2) w/ Sungrow SH10RT | 60 |  |  | Sungrow | SBH300 | 2 | Sungrow | SH10RT | Sungrow | 2026-04-24
2024-05-05 | HBS11080 | Sungrow SBH350 (x2) w/ Sungrow SH10RT | 70 |  |  | Sungrow | SBH350 | 2 | Sungrow | SH10RT | Sungrow | 2026-04-24
2024-05-05 | HBS11081 | Sungrow SBH400 (x2) w/ Sungrow SH10RT | 80 |  |  | Sungrow | SBH400 | 2 | Sungrow | SH10RT | Sungrow | 2026-04-24
2024-05-05 | HBS11082 | Sungrow SBH200 (x3) w/ Sungrow SH10RT | 60 |  |  | Sungrow | SBH200 | 3 | Sungrow | SH10RT | Sungrow | 2026-04-24
2024-05-05 | HBS11083 | Sungrow SBH250 (x3) w/ Sungrow SH10RT | 75 |  |  | Sungrow | SBH250 | 3 | Sungrow | SH10RT | Sungrow | 2026-04-24
2024-05-05 | HBS11084 | Sungrow SBH300 (x3) w/ Sungrow SH10RT | 90 |  |  | Sungrow | SBH300 | 3 | Sungrow | SH10RT | Sungrow | 2026-04-24
2024-05-05 | HBS11085 | Sungrow SBH350 (x3) w/ Sungrow SH10RT | 105 |  |  | Sungrow | SBH350 | 3 | Sungrow | SH10RT | Sungrow | 2026-04-24
2024-05-05 | HBS11086 | Sungrow SBH400 (x3) w/ Sungrow SH10RT | 120 |  |  | Sungrow | SBH400 | 3 | Sungrow | SH10RT | Sungrow | 2026-04-24
2024-05-05 | HBS11087 | Sungrow SBH200 (x4) w/ Sungrow SH10RT | 80 |  |  | Sungrow | SBH200 | 4 | Sungrow | SH10RT | Sungrow | 2026-04-24
2024-05-05 | HBS11088 | Sungrow SBH250 (x4) w/ Sungrow SH10RT | 100 |  |  | Sungrow | SBH250 | 4 | Sungrow | SH10RT | Sungrow | 2026-04-24
2024-05-05 | HBS11089 | Sungrow SBH300 (x4) w/ Sungrow SH10RT | 120 |  |  | Sungrow | SBH300 | 4 | Sungrow | SH10RT | Sungrow | 2026-04-24
2024-05-05 | HBS11090 | Sungrow SBH350 (x4) w/ Sungrow SH10RT | 140 |  |  | Sungrow | SBH350 | 4 | Sungrow | SH10RT | Sungrow | 2026-04-24
2024-05-05 | HBS11091 | Sungrow SBH400 (x4) w/ Sungrow SH10RT | 160 |  |  | Sungrow | SBH400 | 4 | Sungrow | SH10RT | Sungrow | 2026-04-24
2024-05-05 | HBS11092 | Sungrow SBH200 (x1) w/ Sungrow SH15T | 20 |  |  | Sungrow | SBH200 | 1 | Sungrow | SH15T | Sungrow | 2027-04-18
2024-05-05 | HBS11093 | Sungrow SBH250 (x1) w/ Sungrow SH15T | 25 |  |  | Sungrow | SBH250 | 1 | Sungrow | SH15T | Sungrow | 2027-04-18
2024-05-05 | HBS11094 | Sungrow SBH300 (x1) w/ Sungrow SH15T | 30 |  |  | Sungrow | SBH300 | 1 | Sungrow | SH15T | Sungrow | 2027-04-18
2024-05-05 | HBS11095 | Sungrow SBH350 (x1) w/ Sungrow SH15T | 35 |  |  | Sungrow | SBH350 | 1 | Sungrow | SH15T | Sungrow | 2027-04-18
2024-05-05 | HBS11096 | Sungrow SBH400 (x1) w/ Sungrow SH15T | 40 |  |  | Sungrow | SBH400 | 1 | Sungrow | SH15T | Sungrow | 2027-04-18
2024-05-05 | HBS11097 | Sungrow SBH200 (x2) w/ Sungrow SH15T | 40 |  |  | Sungrow | SBH200 | 2 | Sungrow | SH15T | Sungrow | 2027-04-18
2024-05-05 | HBS11098 | Sungrow SBH250 (x2) w/ Sungrow SH15T | 50 |  |  | Sungrow | SBH250 | 2 | Sungrow | SH15T | Sungrow | 2027-04-18
2024-05-05 | HBS11099 | Sungrow SBH300 (x2) w/ Sungrow SH15T | 60 |  |  | Sungrow | SBH300 | 2 | Sungrow | SH15T | Sungrow | 2027-04-18
2024-05-05 | HBS11100 | Sungrow SBH350 (x2) w/ Sungrow SH15T | 70 |  |  | Sungrow | SBH350 | 2 | Sungrow | SH15T | Sungrow | 2027-04-18
2024-05-05 | HBS11101 | Sungrow SBH400 (x2) w/ Sungrow SH15T | 80 |  |  | Sungrow | SBH400 | 2 | Sungrow | SH15T | Sungrow | 2027-04-18
2024-05-05 | HBS11102 | Sungrow SBH200 (x3) w/ Sungrow SH15T | 60 |  |  | Sungrow | SBH200 | 3 | Sungrow | SH15T | Sungrow | 2027-04-18
2024-05-05 | HBS11103 | Sungrow SBH250 (x3) w/ Sungrow SH15T | 75 |  |  | Sungrow | SBH250 | 3 | Sungrow | SH15T | Sungrow | 2027-04-18
2024-05-05 | HBS11104 | Sungrow SBH300 (x3) w/ Sungrow SH15T | 90 |  |  | Sungrow | SBH300 | 3 | Sungrow | SH15T | Sungrow | 2027-04-18
2024-05-05 | HBS11105 | Sungrow SBH350 (x3) w/ Sungrow SH15T | 105 |  |  | Sungrow | SBH350 | 3 | Sungrow | SH15T | Sungrow | 2027-04-18
2024-05-05 | HBS11106 | Sungrow SBH400 (x3) w/ Sungrow SH15T | 120 |  |  | Sungrow | SBH400 | 3 | Sungrow | SH15T | Sungrow | 2027-04-18
2024-05-05 | HBS11107 | Sungrow SBH200 (x4) w/ Sungrow SH15T | 80 |  |  | Sungrow | SBH200 | 4 | Sungrow | SH15T | Sungrow | 2027-04-18
2024-05-05 | HBS11108 | Sungrow SBH250 (x4) w/ Sungrow SH15T | 100 |  |  | Sungrow | SBH250 | 4 | Sungrow | SH15T | Sungrow | 2027-04-18
2024-05-05 | HBS11109 | Sungrow SBH300 (x4) w/ Sungrow SH15T | 120 |  |  | Sungrow | SBH300 | 4 | Sungrow | SH15T | Sungrow | 2027-04-18
2024-05-05 | HBS11110 | Sungrow SBH350 (x4) w/ Sungrow SH15T | 140 |  |  | Sungrow | SBH350 | 4 | Sungrow | SH15T | Sungrow | 2027-04-18
2024-05-05 | HBS11111 | Sungrow SBH400 (x4) w/ Sungrow SH15T | 160 |  |  | Sungrow | SBH400 | 4 | Sungrow | SH15T | Sungrow | 2027-04-18
2024-05-05 | HBS11112 | Sungrow SBH200 (x1) w/ Sungrow SH20T | 20 |  |  | Sungrow | SBH200 | 1 | Sungrow | SH20T | Sungrow | 2027-04-18
2024-05-05 | HBS11113 | Sungrow SBH250 (x1) w/ Sungrow SH20T | 25 |  |  | Sungrow | SBH250 | 1 | Sungrow | SH20T | Sungrow | 2027-04-18
2024-05-05 | HBS11114 | Sungrow SBH300 (x1) w/ Sungrow SH20T | 30 |  |  | Sungrow | SBH300 | 1 | Sungrow | SH20T | Sungrow | 2027-04-18
2024-05-05 | HBS11115 | Sungrow SBH350 (x1) w/ Sungrow SH20T | 35 |  |  | Sungrow | SBH350 | 1 | Sungrow | SH20T | Sungrow | 2027-04-18
2024-05-05 | HBS11116 | Sungrow SBH400 (x1) w/ Sungrow SH20T | 40 |  |  | Sungrow | SBH400 | 1 | Sungrow | SH20T | Sungrow | 2027-04-18
2024-05-05 | HBS11117 | Sungrow SBH200 (x2) w/ Sungrow SH20T | 40 |  |  | Sungrow | SBH200 | 2 | Sungrow | SH20T | Sungrow | 2027-04-18
2024-05-05 | HBS11118 | Sungrow SBH250 (x2) w/ Sungrow SH20T | 50 |  |  | Sungrow | SBH250 | 2 | Sungrow | SH20T | Sungrow | 2027-04-18
2024-05-05 | HBS11119 | Sungrow SBH300 (x2) w/ Sungrow SH20T | 60 |  |  | Sungrow | SBH300 | 2 | Sungrow | SH20T | Sungrow | 2027-04-18
2024-05-05 | HBS11120 | Sungrow SBH350 (x2) w/ Sungrow SH20T | 70 |  |  | Sungrow | SBH350 | 2 | Sungrow | SH20T | Sungrow | 2027-04-18
2024-05-05 | HBS11121 | Sungrow SBH400 (x2) w/ Sungrow SH20T | 80 |  |  | Sungrow | SBH400 | 2 | Sungrow | SH20T | Sungrow | 2027-04-18
2024-05-05 | HBS11122 | Sungrow SBH200 (x3) w/ Sungrow SH20T | 60 |  |  | Sungrow | SBH200 | 3 | Sungrow | SH20T | Sungrow | 2027-04-18
2024-05-05 | HBS11123 | Sungrow SBH250 (x3) w/ Sungrow SH20T | 75 |  |  | Sungrow | SBH250 | 3 | Sungrow | SH20T | Sungrow | 2027-04-18
2024-05-05 | HBS11124 | Sungrow SBH300 (x3) w/ Sungrow SH20T | 90 |  |  | Sungrow | SBH300 | 3 | Sungrow | SH20T | Sungrow | 2027-04-18
2024-05-05 | HBS11125 | Sungrow SBH350 (x3) w/ Sungrow SH20T | 105 |  |  | Sungrow | SBH350 | 3 | Sungrow | SH20T | Sungrow | 2027-04-18
2024-05-05 | HBS11126 | Sungrow SBH400 (x3) w/ Sungrow SH20T | 120 |  |  | Sungrow | SBH400 | 3 | Sungrow | SH20T | Sungrow | 2027-04-18
2024-05-05 | HBS11127 | Sungrow SBH200 (x4) w/ Sungrow SH20T | 80 |  |  | Sungrow | SBH200 | 4 | Sungrow | SH20T | Sungrow | 2027-04-18
2024-05-05 | HBS11128 | Sungrow SBH250 (x4) w/ Sungrow SH20T | 100 |  |  | Sungrow | SBH250 | 4 | Sungrow | SH20T | Sungrow | 2027-04-18
2024-05-05 | HBS11129 | Sungrow SBH300 (x4) w/ Sungrow SH20T | 120 |  |  | Sungrow | SBH300 | 4 | Sungrow | SH20T | Sungrow | 2027-04-18
2024-05-05 | HBS11130 | Sungrow SBH350 (x4) w/ Sungrow SH20T | 140 |  |  | Sungrow | SBH350 | 4 | Sungrow | SH20T | Sungrow | 2027-04-18
2024-05-05 | HBS11131 | Sungrow SBH400 (x4) w/ Sungrow SH20T | 160 |  |  | Sungrow | SBH400 | 4 | Sungrow | SH20T | Sungrow | 2027-04-18
2024-05-05 | HBS11132 | Sungrow SBH200 (x1) w/ Sungrow SH25T | 20 |  |  | Sungrow | SBH200 | 1 | Sungrow | SH25T | Sungrow | 2027-04-18
2024-05-05 | HBS11133 | Sungrow SBH250 (x1) w/ Sungrow SH25T | 25 |  |  | Sungrow | SBH250 | 1 | Sungrow | SH25T | Sungrow | 2027-04-18
2024-05-05 | HBS11134 | Sungrow SBH300 (x1) w/ Sungrow SH25T | 30 |  |  | Sungrow | SBH300 | 1 | Sungrow | SH25T | Sungrow | 2027-04-18
2024-05-05 | HBS11135 | Sungrow SBH350 (x1) w/ Sungrow SH25T | 35 |  |  | Sungrow | SBH350 | 1 | Sungrow | SH25T | Sungrow | 2027-04-18
2024-05-05 | HBS11136 | Sungrow SBH400 (x1) w/ Sungrow SH25T | 40 |  |  | Sungrow | SBH400 | 1 | Sungrow | SH25T | Sungrow | 2027-04-18
2024-05-05 | HBS11137 | Sungrow SBH200 (x2) w/ Sungrow SH25T | 40 |  |  | Sungrow | SBH200 | 2 | Sungrow | SH25T | Sungrow | 2027-04-18
2024-05-05 | HBS11138 | Sungrow SBH250 (x2) w/ Sungrow SH25T | 50 |  |  | Sungrow | SBH250 | 2 | Sungrow | SH25T | Sungrow | 2027-04-18
2024-05-05 | HBS11139 | Sungrow SBH300 (x2) w/ Sungrow SH25T | 60 |  |  | Sungrow | SBH300 | 2 | Sungrow | SH25T | Sungrow | 2027-04-18
2024-05-05 | HBS11140 | Sungrow SBH350 (x2) w/ Sungrow SH25T | 70 |  |  | Sungrow | SBH350 | 2 | Sungrow | SH25T | Sungrow | 2027-04-18
2024-05-05 | HBS11141 | Sungrow SBH400 (x2) w/ Sungrow SH25T | 80 |  |  | Sungrow | SBH400 | 2 | Sungrow | SH25T | Sungrow | 2027-04-18
2024-05-05 | HBS11142 | Sungrow SBH200 (x3) w/ Sungrow SH25T | 60 |  |  | Sungrow | SBH200 | 3 | Sungrow | SH25T | Sungrow | 2027-04-18
2024-05-05 | HBS11143 | Sungrow SBH250 (x3) w/ Sungrow SH25T | 75 |  |  | Sungrow | SBH250 | 3 | Sungrow | SH25T | Sungrow | 2027-04-18
2024-05-05 | HBS11144 | Sungrow SBH300 (x3) w/ Sungrow SH25T | 90 |  |  | Sungrow | SBH300 | 3 | Sungrow | SH25T | Sungrow | 2027-04-18
2024-05-05 | HBS11145 | Sungrow SBH350 (x3) w/ Sungrow SH25T | 105 |  |  | Sungrow | SBH350 | 3 | Sungrow | SH25T | Sungrow | 2027-04-18
2024-05-05 | HBS11146 | Sungrow SBH400 (x3) w/ Sungrow SH25T | 120 |  |  | Sungrow | SBH400 | 3 | Sungrow | SH25T | Sungrow | 2027-04-18
2024-05-05 | HBS11147 | Sungrow SBH200 (x4) w/ Sungrow SH25T | 80 |  |  | Sungrow | SBH200 | 4 | Sungrow | SH25T | Sungrow | 2027-04-18
2024-05-05 | HBS11148 | Sungrow SBH250 (x4) w/ Sungrow SH25T | 100 |  |  | Sungrow | SBH250 | 4 | Sungrow | SH25T | Sungrow | 2027-04-18
2024-05-05 | HBS11149 | Sungrow SBH300 (x4) w/ Sungrow SH25T | 120 |  |  | Sungrow | SBH300 | 4 | Sungrow | SH25T | Sungrow | 2027-04-18
2024-05-05 | HBS11150 | Sungrow SBH350 (x4) w/ Sungrow SH25T | 140 |  |  | Sungrow | SBH350 | 4 | Sungrow | SH25T | Sungrow | 2027-04-18
2024-05-05 | HBS11151 | Sungrow SBH400 (x4) w/ Sungrow SH25T | 160 |  |  | Sungrow | SBH400 | 4 | Sungrow | SH25T | Sungrow | 2027-04-18
2024-05-09 | HBS11152 | Dongguan Hinen New Energy technology Co Ltd B5000 (x2) w/ Dongguan Hinen New Energy technology Co Ltd H3000-EU Zhenjiang Chint Instrument & Meter Co., Ltd. DDSU666 | 9.21 |  |  | Dongguan Hinen New Energy technology Co Ltd | B5000 | 2 | Dongguan Hinen New Energy technology Co Ltd | H3000-EU | HINEN | 2027-02-13
2024-05-09 | HBS11153 | Dongguan Hinen New Energy technology Co Ltd B5000 (x2) w/ Dongguan Hinen New Energy technology Co Ltd H3600-EU Zhenjiang Chint Instrument & Meter Co., Ltd. DDSU666 | 9.21 |  |  | Dongguan Hinen New Energy technology Co Ltd | B5000 | 2 | Dongguan Hinen New Energy technology Co Ltd | H3600-EU | HINEN | 2027-02-13
2024-05-09 | HBS11154 | Dongguan Hinen New Energy technology Co Ltd B5000 (x2) w/ Dongguan Hinen New Energy technology Co Ltd H4000-EU Zhenjiang Chint Instrument & Meter Co., Ltd. DDSU666 | 9.21 |  |  | Dongguan Hinen New Energy technology Co Ltd | B5000 | 2 | Dongguan Hinen New Energy technology Co Ltd | H4000-EU | HINEN | 2027-02-13
2024-05-09 | HBS11155 | Dongguan Hinen New Energy technology Co Ltd B5000 (x2) w/ Dongguan Hinen New Energy technology Co Ltd H4600-EU Zhenjiang Chint Instrument & Meter Co., Ltd. DDSU666 | 9.21 |  |  | Dongguan Hinen New Energy technology Co Ltd | B5000 | 2 | Dongguan Hinen New Energy technology Co Ltd | H4600-EU | HINEN | 2027-02-13
2024-05-09 | HBS11156 | Dongguan Hinen New Energy technology Co Ltd B5000 (x2) w/ Dongguan Hinen New Energy technology Co Ltd H5000-EU Zhenjiang Chint Instrument & Meter Co., Ltd. DDSU666 | 9.21 |  |  | Dongguan Hinen New Energy technology Co Ltd | B5000 | 2 | Dongguan Hinen New Energy technology Co Ltd | H5000-EU | HINEN | 2027-02-13
2024-05-09 | HBS11157 | Dongguan Hinen New Energy technology Co Ltd B5000 (x2) w/ Dongguan Hinen New Energy technology Co Ltd H6000-EU Zhenjiang Chint Instrument & Meter Co., Ltd. DDSU666 | 9.21 |  |  | Dongguan Hinen New Energy technology Co Ltd | B5000 | 2 | Dongguan Hinen New Energy technology Co Ltd | H6000-EU | HINEN | 2027-02-13
2024-05-09 | HBS11158 | Dongguan Hinen New Energy technology Co Ltd B5000 (x3) w/ Dongguan Hinen New Energy technology Co Ltd H3000-EU Zhenjiang Chint Instrument & Meter Co., Ltd. DDSU666 | 13.82 |  |  | Dongguan Hinen New Energy technology Co Ltd | B5000 | 3 | Dongguan Hinen New Energy technology Co Ltd | H3000-EU | HINEN | 2027-02-13
2024-05-09 | HBS11159 | Dongguan Hinen New Energy technology Co Ltd B5000 (x3) w/ Dongguan Hinen New Energy technology Co Ltd H3600-EU Zhenjiang Chint Instrument & Meter Co., Ltd. DDSU666 | 13.82 |  |  | Dongguan Hinen New Energy technology Co Ltd | B5000 | 3 | Dongguan Hinen New Energy technology Co Ltd | H3600-EU | HINEN | 2027-02-13
2024-05-09 | HBS11160 | Dongguan Hinen New Energy technology Co Ltd B5000 (x3) w/ Dongguan Hinen New Energy technology Co Ltd H4000-EU Zhenjiang Chint Instrument & Meter Co., Ltd. DDSU666 | 13.82 |  |  | Dongguan Hinen New Energy technology Co Ltd | B5000 | 3 | Dongguan Hinen New Energy technology Co Ltd | H4000-EU | HINEN | 2027-02-13
2024-05-09 | HBS11161 | Dongguan Hinen New Energy technology Co Ltd B5000 (x3) w/ Dongguan Hinen New Energy technology Co Ltd H4600-EU Zhenjiang Chint Instrument & Meter Co., Ltd. DDSU666 | 13.82 |  |  | Dongguan Hinen New Energy technology Co Ltd | B5000 | 3 | Dongguan Hinen New Energy technology Co Ltd | H4600-EU | HINEN | 2027-02-13
2024-05-09 | HBS11162 | Dongguan Hinen New Energy technology Co Ltd B5000 (x3) w/ Dongguan Hinen New Energy technology Co Ltd H5000-EU Zhenjiang Chint Instrument & Meter Co., Ltd. DDSU666 | 13.82 |  |  | Dongguan Hinen New Energy technology Co Ltd | B5000 | 3 | Dongguan Hinen New Energy technology Co Ltd | H5000-EU | HINEN | 2027-02-13
2024-05-09 | HBS11163 | Dongguan Hinen New Energy technology Co Ltd B5000 (x3) w/ Dongguan Hinen New Energy technology Co Ltd H6000-EU Zhenjiang Chint Instrument & Meter Co., Ltd. DDSU666 | 13.82 |  |  | Dongguan Hinen New Energy technology Co Ltd | B5000 | 3 | Dongguan Hinen New Energy technology Co Ltd | H6000-EU | HINEN | 2027-02-13
2024-05-09 | HBS11164 | Dongguan Hinen New Energy technology Co Ltd B5000 (x4) w/ Dongguan Hinen New Energy technology Co Ltd H3000-EU Zhenjiang Chint Instrument & Meter Co., Ltd. DDSU666 | 18.43 |  |  | Dongguan Hinen New Energy technology Co Ltd | B5000 | 4 | Dongguan Hinen New Energy technology Co Ltd | H3000-EU | HINEN | 2027-02-13
2024-05-09 | HBS11165 | Dongguan Hinen New Energy technology Co Ltd B5000 (x4) w/ Dongguan Hinen New Energy technology Co Ltd H3600-EU Zhenjiang Chint Instrument & Meter Co., Ltd. DDSU666 | 18.43 |  |  | Dongguan Hinen New Energy technology Co Ltd | B5000 | 4 | Dongguan Hinen New Energy technology Co Ltd | H3600-EU | HINEN | 2027-02-13
2024-05-09 | HBS11166 | Dongguan Hinen New Energy technology Co Ltd B5000 (x4) w/ Dongguan Hinen New Energy technology Co Ltd H4000-EU Zhenjiang Chint Instrument & Meter Co., Ltd. DDSU666 | 18.43 |  |  | Dongguan Hinen New Energy technology Co Ltd | B5000 | 4 | Dongguan Hinen New Energy technology Co Ltd | H4000-EU | HINEN | 2027-02-13
2024-05-09 | HBS11167 | Dongguan Hinen New Energy technology Co Ltd B5000 (x4) w/ Dongguan Hinen New Energy technology Co Ltd H4600-EU Zhenjiang Chint Instrument & Meter Co., Ltd. DDSU666 | 18.43 |  |  | Dongguan Hinen New Energy technology Co Ltd | B5000 | 4 | Dongguan Hinen New Energy technology Co Ltd | H4600-EU | HINEN | 2027-02-13
2024-05-09 | HBS11168 | Dongguan Hinen New Energy technology Co Ltd B5000 (x4) w/ Dongguan Hinen New Energy technology Co Ltd H5000-EU Zhenjiang Chint Instrument & Meter Co., Ltd. DDSU666 | 18.43 |  |  | Dongguan Hinen New Energy technology Co Ltd | B5000 | 4 | Dongguan Hinen New Energy technology Co Ltd | H5000-EU | HINEN | 2027-02-13
2024-05-09 | HBS11169 | Dongguan Hinen New Energy technology Co Ltd B5000 (x4) w/ Dongguan Hinen New Energy technology Co Ltd H6000-EU Zhenjiang Chint Instrument & Meter Co., Ltd. DDSU666 | 18.43 |  |  | Dongguan Hinen New Energy technology Co Ltd | B5000 | 4 | Dongguan Hinen New Energy technology Co Ltd | H6000-EU | HINEN | 2027-02-13
2024-05-13 | HBS11170 | BSL New Technology Co Ltd B-LFP48-100E (x2) w/ Ningbo Deye Inverter Technology Co SUN-3.6K-SG04LP1-AU | 10.24 |  |  | BSL New Technology Co Ltd | B-LFP48-100E | 2 | Ningbo Deye Inverter Technology Co | SUN-3.6K-SG04LP1-AU | BSLBATT | 2025-08-15
2024-05-13 | HBS11171 | BSL New Technology Co Ltd B-LFP48-100E (x3) w/ Ningbo Deye Inverter Technology Co SUN-3.6K-SG04LP1-AU | 15.36 |  |  | BSL New Technology Co Ltd | B-LFP48-100E | 3 | Ningbo Deye Inverter Technology Co | SUN-3.6K-SG04LP1-AU | BSLBATT | 2025-08-15
2024-05-13 | HBS11172 | BSL New Technology Co Ltd B-LFP48-100E (x4) w/ Ningbo Deye Inverter Technology Co SUN-3.6K-SG04LP1-AU | 20.48 |  |  | BSL New Technology Co Ltd | B-LFP48-100E | 4 | Ningbo Deye Inverter Technology Co | SUN-3.6K-SG04LP1-AU | BSLBATT | 2025-08-15
2024-05-13 | HBS11173 | BSL New Technology Co Ltd B-LFP48-100E (x5) w/ Ningbo Deye Inverter Technology Co SUN-3.6K-SG04LP1-AU | 25.6 |  |  | BSL New Technology Co Ltd | B-LFP48-100E | 5 | Ningbo Deye Inverter Technology Co | SUN-3.6K-SG04LP1-AU | BSLBATT | 2025-08-15
2024-05-13 | HBS11174 | BSL New Technology Co Ltd B-LFP48-100E (x6) w/ Ningbo Deye Inverter Technology Co SUN-3.6K-SG04LP1-AU | 30.72 |  |  | BSL New Technology Co Ltd | B-LFP48-100E | 6 | Ningbo Deye Inverter Technology Co | SUN-3.6K-SG04LP1-AU | BSLBATT | 2025-08-15
2024-05-13 | HBS11175 | BSL New Technology Co Ltd B-LFP48-100E (x7) w/ Ningbo Deye Inverter Technology Co SUN-3.6K-SG04LP1-AU | 35.84 |  |  | BSL New Technology Co Ltd | B-LFP48-100E | 7 | Ningbo Deye Inverter Technology Co | SUN-3.6K-SG04LP1-AU | BSLBATT | 2025-08-15
2024-05-13 | HBS11176 | BSL New Technology Co Ltd B-LFP48-100E (x8) w/ Ningbo Deye Inverter Technology Co SUN-3.6K-SG04LP1-AU | 40.96 |  |  | BSL New Technology Co Ltd | B-LFP48-100E | 8 | Ningbo Deye Inverter Technology Co | SUN-3.6K-SG04LP1-AU | BSLBATT | 2025-08-15
2024-05-13 | HBS11177 | BSL New Technology Co Ltd B-LFP48-100E (x9) w/ Ningbo Deye Inverter Technology Co SUN-3.6K-SG04LP1-AU | 46.08 |  |  | BSL New Technology Co Ltd | B-LFP48-100E | 9 | Ningbo Deye Inverter Technology Co | SUN-3.6K-SG04LP1-AU | BSLBATT | 2025-08-15
2024-05-13 | HBS11178 | BSL New Technology Co Ltd B-LFP48-100E (x10) w/ Ningbo Deye Inverter Technology Co SUN-3.6K-SG04LP1-AU | 51.2 |  |  | BSL New Technology Co Ltd | B-LFP48-100E | 10 | Ningbo Deye Inverter Technology Co | SUN-3.6K-SG04LP1-AU | BSLBATT | 2025-08-15
2024-05-13 | HBS11179 | BSL New Technology Co Ltd B-LFP48-100E (x11) w/ Ningbo Deye Inverter Technology Co SUN-3.6K-SG04LP1-AU | 56.32 |  |  | BSL New Technology Co Ltd | B-LFP48-100E | 11 | Ningbo Deye Inverter Technology Co | SUN-3.6K-SG04LP1-AU | BSLBATT | 2025-08-15
2024-05-13 | HBS11180 | BSL New Technology Co Ltd B-LFP48-100E (x12) w/ Ningbo Deye Inverter Technology Co SUN-3.6K-SG04LP1-AU | 61.44 |  |  | BSL New Technology Co Ltd | B-LFP48-100E | 12 | Ningbo Deye Inverter Technology Co | SUN-3.6K-SG04LP1-AU | BSLBATT | 2025-08-15
2024-05-13 | HBS11181 | BSL New Technology Co Ltd B-LFP48-100E (x13) w/ Ningbo Deye Inverter Technology Co SUN-3.6K-SG04LP1-AU | 66.56 |  |  | BSL New Technology Co Ltd | B-LFP48-100E | 13 | Ningbo Deye Inverter Technology Co | SUN-3.6K-SG04LP1-AU | BSLBATT | 2025-08-15
2024-05-13 | HBS11182 | BSL New Technology Co Ltd B-LFP48-100E (x14) w/ Ningbo Deye Inverter Technology Co SUN-3.6K-SG04LP1-AU | 71.68 |  |  | BSL New Technology Co Ltd | B-LFP48-100E | 14 | Ningbo Deye Inverter Technology Co | SUN-3.6K-SG04LP1-AU | BSLBATT | 2025-08-15
2024-05-13 | HBS11183 | BSL New Technology Co Ltd B-LFP48-100E (x2) w/ Ningbo Deye Inverter Technology Co SUN-5K-SG04LP1-AU | 10.24 |  |  | BSL New Technology Co Ltd | B-LFP48-100E | 2 | Ningbo Deye Inverter Technology Co | SUN-5K-SG04LP1-AU | BSLBATT | 2025-08-15
2024-05-13 | HBS11184 | BSL New Technology Co Ltd B-LFP48-100E (x3) w/ Ningbo Deye Inverter Technology Co SUN-5K-SG04LP1-AU | 15.36 |  |  | BSL New Technology Co Ltd | B-LFP48-100E | 3 | Ningbo Deye Inverter Technology Co | SUN-5K-SG04LP1-AU | BSLBATT | 2025-08-15
2024-05-13 | HBS11185 | BSL New Technology Co Ltd B-LFP48-100E (x4) w/ Ningbo Deye Inverter Technology Co SUN-5K-SG04LP1-AU | 20.48 |  |  | BSL New Technology Co Ltd | B-LFP48-100E | 4 | Ningbo Deye Inverter Technology Co | SUN-5K-SG04LP1-AU | BSLBATT | 2025-08-15
2024-05-13 | HBS11186 | BSL New Technology Co Ltd B-LFP48-100E (x5) w/ Ningbo Deye Inverter Technology Co SUN-5K-SG04LP1-AU | 25.6 |  |  | BSL New Technology Co Ltd | B-LFP48-100E | 5 | Ningbo Deye Inverter Technology Co | SUN-5K-SG04LP1-AU | BSLBATT | 2025-08-15
2024-05-13 | HBS11187 | BSL New Technology Co Ltd B-LFP48-100E (x6) w/ Ningbo Deye Inverter Technology Co SUN-5K-SG04LP1-AU | 30.72 |  |  | BSL New Technology Co Ltd | B-LFP48-100E | 6 | Ningbo Deye Inverter Technology Co | SUN-5K-SG04LP1-AU | BSLBATT | 2025-08-15
2024-05-13 | HBS11188 | BSL New Technology Co Ltd B-LFP48-100E (x7) w/ Ningbo Deye Inverter Technology Co SUN-5K-SG04LP1-AU | 35.84 |  |  | BSL New Technology Co Ltd | B-LFP48-100E | 7 | Ningbo Deye Inverter Technology Co | SUN-5K-SG04LP1-AU | BSLBATT | 2025-08-15
2024-05-13 | HBS11189 | BSL New Technology Co Ltd B-LFP48-100E (x8) w/ Ningbo Deye Inverter Technology Co SUN-5K-SG04LP1-AU | 40.96 |  |  | BSL New Technology Co Ltd | B-LFP48-100E | 8 | Ningbo Deye Inverter Technology Co | SUN-5K-SG04LP1-AU | BSLBATT | 2025-08-15
2024-05-13 | HBS11190 | BSL New Technology Co Ltd B-LFP48-100E (x9) w/ Ningbo Deye Inverter Technology Co SUN-5K-SG04LP1-AU | 46.08 |  |  | BSL New Technology Co Ltd | B-LFP48-100E | 9 | Ningbo Deye Inverter Technology Co | SUN-5K-SG04LP1-AU | BSLBATT | 2025-08-15
2024-05-13 | HBS11191 | BSL New Technology Co Ltd B-LFP48-100E (x10) w/ Ningbo Deye Inverter Technology Co SUN-5K-SG04LP1-AU | 51.2 |  |  | BSL New Technology Co Ltd | B-LFP48-100E | 10 | Ningbo Deye Inverter Technology Co | SUN-5K-SG04LP1-AU | BSLBATT | 2025-08-15
2024-05-13 | HBS11192 | BSL New Technology Co Ltd B-LFP48-100E (x11) w/ Ningbo Deye Inverter Technology Co SUN-5K-SG04LP1-AU | 56.32 |  |  | BSL New Technology Co Ltd | B-LFP48-100E | 11 | Ningbo Deye Inverter Technology Co | SUN-5K-SG04LP1-AU | BSLBATT | 2025-08-15
2024-05-13 | HBS11193 | BSL New Technology Co Ltd B-LFP48-100E (x12) w/ Ningbo Deye Inverter Technology Co SUN-5K-SG04LP1-AU | 61.44 |  |  | BSL New Technology Co Ltd | B-LFP48-100E | 12 | Ningbo Deye Inverter Technology Co | SUN-5K-SG04LP1-AU | BSLBATT | 2025-08-15
2024-05-13 | HBS11194 | BSL New Technology Co Ltd B-LFP48-100E (x13) w/ Ningbo Deye Inverter Technology Co SUN-5K-SG04LP1-AU | 66.56 |  |  | BSL New Technology Co Ltd | B-LFP48-100E | 13 | Ningbo Deye Inverter Technology Co | SUN-5K-SG04LP1-AU | BSLBATT | 2025-08-15
2024-05-13 | HBS11195 | BSL New Technology Co Ltd B-LFP48-100E (x14) w/ Ningbo Deye Inverter Technology Co SUN-5K-SG04LP1-AU | 71.68 |  |  | BSL New Technology Co Ltd | B-LFP48-100E | 14 | Ningbo Deye Inverter Technology Co | SUN-5K-SG04LP1-AU | BSLBATT | 2025-08-15
2024-05-13 | HBS11196 | BSL New Technology Co Ltd B-LFP48-100E (x2) w/ Ningbo Deye Inverter Technology Co SUN-6K-SG04LP1-AU | 10.24 |  |  | BSL New Technology Co Ltd | B-LFP48-100E | 2 | Ningbo Deye Inverter Technology Co | SUN-6K-SG04LP1-AU | BSLBATT | 2025-08-15
2024-05-13 | HBS11197 | BSL New Technology Co Ltd B-LFP48-100E (x3) w/ Ningbo Deye Inverter Technology Co SUN-6K-SG04LP1-AU | 15.36 |  |  | BSL New Technology Co Ltd | B-LFP48-100E | 3 | Ningbo Deye Inverter Technology Co | SUN-6K-SG04LP1-AU | BSLBATT | 2025-08-15
2024-05-13 | HBS11198 | BSL New Technology Co Ltd B-LFP48-100E (x4) w/ Ningbo Deye Inverter Technology Co SUN-6K-SG04LP1-AU | 20.48 |  |  | BSL New Technology Co Ltd | B-LFP48-100E | 4 | Ningbo Deye Inverter Technology Co | SUN-6K-SG04LP1-AU | BSLBATT | 2025-08-15
2024-05-13 | HBS11199 | BSL New Technology Co Ltd B-LFP48-100E (x5) w/ Ningbo Deye Inverter Technology Co SUN-6K-SG04LP1-AU | 25.6 |  |  | BSL New Technology Co Ltd | B-LFP48-100E | 5 | Ningbo Deye Inverter Technology Co | SUN-6K-SG04LP1-AU | BSLBATT | 2025-08-15
2024-05-13 | HBS11200 | BSL New Technology Co Ltd B-LFP48-100E (x6) w/ Ningbo Deye Inverter Technology Co SUN-6K-SG04LP1-AU | 30.72 |  |  | BSL New Technology Co Ltd | B-LFP48-100E | 6 | Ningbo Deye Inverter Technology Co | SUN-6K-SG04LP1-AU | BSLBATT | 2025-08-15
2024-05-13 | HBS11201 | BSL New Technology Co Ltd B-LFP48-100E (x7) w/ Ningbo Deye Inverter Technology Co SUN-6K-SG04LP1-AU | 35.84 |  |  | BSL New Technology Co Ltd | B-LFP48-100E | 7 | Ningbo Deye Inverter Technology Co | SUN-6K-SG04LP1-AU | BSLBATT | 2025-08-15
2024-05-13 | HBS11202 | BSL New Technology Co Ltd B-LFP48-100E (x8) w/ Ningbo Deye Inverter Technology Co SUN-6K-SG04LP1-AU | 40.96 |  |  | BSL New Technology Co Ltd | B-LFP48-100E | 8 | Ningbo Deye Inverter Technology Co | SUN-6K-SG04LP1-AU | BSLBATT | 2025-08-15
2024-05-13 | HBS11203 | BSL New Technology Co Ltd B-LFP48-100E (x9) w/ Ningbo Deye Inverter Technology Co SUN-6K-SG04LP1-AU | 46.08 |  |  | BSL New Technology Co Ltd | B-LFP48-100E | 9 | Ningbo Deye Inverter Technology Co | SUN-6K-SG04LP1-AU | BSLBATT | 2025-08-15
2024-05-13 | HBS11204 | BSL New Technology Co Ltd B-LFP48-100E (x10) w/ Ningbo Deye Inverter Technology Co SUN-6K-SG04LP1-AU | 51.2 |  |  | BSL New Technology Co Ltd | B-LFP48-100E | 10 | Ningbo Deye Inverter Technology Co | SUN-6K-SG04LP1-AU | BSLBATT | 2025-08-15
2024-05-13 | HBS11205 | BSL New Technology Co Ltd B-LFP48-100E (x11) w/ Ningbo Deye Inverter Technology Co SUN-6K-SG04LP1-AU | 56.32 |  |  | BSL New Technology Co Ltd | B-LFP48-100E | 11 | Ningbo Deye Inverter Technology Co | SUN-6K-SG04LP1-AU | BSLBATT | 2025-08-15
2024-05-13 | HBS11206 | BSL New Technology Co Ltd B-LFP48-100E (x12) w/ Ningbo Deye Inverter Technology Co SUN-6K-SG04LP1-AU | 61.44 |  |  | BSL New Technology Co Ltd | B-LFP48-100E | 12 | Ningbo Deye Inverter Technology Co | SUN-6K-SG04LP1-AU | BSLBATT | 2025-08-15
2024-05-13 | HBS11207 | BSL New Technology Co Ltd B-LFP48-100E (x13) w/ Ningbo Deye Inverter Technology Co SUN-6K-SG04LP1-AU | 66.56 |  |  | BSL New Technology Co Ltd | B-LFP48-100E | 13 | Ningbo Deye Inverter Technology Co | SUN-6K-SG04LP1-AU | BSLBATT | 2025-08-15
2024-05-13 | HBS11208 | BSL New Technology Co Ltd B-LFP48-100E (x14) w/ Ningbo Deye Inverter Technology Co SUN-6K-SG04LP1-AU | 71.68 |  |  | BSL New Technology Co Ltd | B-LFP48-100E | 14 | Ningbo Deye Inverter Technology Co | SUN-6K-SG04LP1-AU | BSLBATT | 2025-08-15
2024-05-13 | HBS11209 | BSL New Technology Co Ltd B-LFP48-100E (x2) w/ Ningbo Deye Inverter Technology Co SUN-8K-SG05LP1-AU | 10.24 |  |  | BSL New Technology Co Ltd | B-LFP48-100E | 2 | Ningbo Deye Inverter Technology Co | SUN-8K-SG05LP1-AU | BSLBATT | 2025-09-05
2024-05-13 | HBS11210 | BSL New Technology Co Ltd B-LFP48-100E (x3) w/ Ningbo Deye Inverter Technology Co SUN-8K-SG05LP1-AU | 15.36 |  |  | BSL New Technology Co Ltd | B-LFP48-100E | 3 | Ningbo Deye Inverter Technology Co | SUN-8K-SG05LP1-AU | BSLBATT | 2025-09-05
2024-05-13 | HBS11211 | BSL New Technology Co Ltd B-LFP48-100E (x4) w/ Ningbo Deye Inverter Technology Co SUN-8K-SG05LP1-AU | 20.48 |  |  | BSL New Technology Co Ltd | B-LFP48-100E | 4 | Ningbo Deye Inverter Technology Co | SUN-8K-SG05LP1-AU | BSLBATT | 2025-09-05
2024-05-13 | HBS11212 | BSL New Technology Co Ltd B-LFP48-100E (x5) w/ Ningbo Deye Inverter Technology Co SUN-8K-SG05LP1-AU | 25.6 |  |  | BSL New Technology Co Ltd | B-LFP48-100E | 5 | Ningbo Deye Inverter Technology Co | SUN-8K-SG05LP1-AU | BSLBATT | 2025-09-05
2024-05-13 | HBS11213 | BSL New Technology Co Ltd B-LFP48-100E (x6) w/ Ningbo Deye Inverter Technology Co SUN-8K-SG05LP1-AU | 30.72 |  |  | BSL New Technology Co Ltd | B-LFP48-100E | 6 | Ningbo Deye Inverter Technology Co | SUN-8K-SG05LP1-AU | BSLBATT | 2025-09-05
2024-05-13 | HBS11214 | BSL New Technology Co Ltd B-LFP48-100E (x7) w/ Ningbo Deye Inverter Technology Co SUN-8K-SG05LP1-AU | 35.84 |  |  | BSL New Technology Co Ltd | B-LFP48-100E | 7 | Ningbo Deye Inverter Technology Co | SUN-8K-SG05LP1-AU | BSLBATT | 2025-09-05
2024-05-13 | HBS11215 | BSL New Technology Co Ltd B-LFP48-100E (x8) w/ Ningbo Deye Inverter Technology Co SUN-8K-SG05LP1-AU | 40.96 |  |  | BSL New Technology Co Ltd | B-LFP48-100E | 8 | Ningbo Deye Inverter Technology Co | SUN-8K-SG05LP1-AU | BSLBATT | 2025-09-05
2024-05-13 | HBS11216 | BSL New Technology Co Ltd B-LFP48-100E (x9) w/ Ningbo Deye Inverter Technology Co SUN-8K-SG05LP1-AU | 46.08 |  |  | BSL New Technology Co Ltd | B-LFP48-100E | 9 | Ningbo Deye Inverter Technology Co | SUN-8K-SG05LP1-AU | BSLBATT | 2025-09-05
2024-05-13 | HBS11217 | BSL New Technology Co Ltd B-LFP48-100E (x10) w/ Ningbo Deye Inverter Technology Co SUN-8K-SG05LP1-AU | 51.2 |  |  | BSL New Technology Co Ltd | B-LFP48-100E | 10 | Ningbo Deye Inverter Technology Co | SUN-8K-SG05LP1-AU | BSLBATT | 2025-09-05
2024-05-13 | HBS11218 | BSL New Technology Co Ltd B-LFP48-100E (x11) w/ Ningbo Deye Inverter Technology Co SUN-8K-SG05LP1-AU | 56.32 |  |  | BSL New Technology Co Ltd | B-LFP48-100E | 11 | Ningbo Deye Inverter Technology Co | SUN-8K-SG05LP1-AU | BSLBATT | 2025-09-05
2024-05-13 | HBS11219 | BSL New Technology Co Ltd B-LFP48-100E (x12) w/ Ningbo Deye Inverter Technology Co SUN-8K-SG05LP1-AU | 61.44 |  |  | BSL New Technology Co Ltd | B-LFP48-100E | 12 | Ningbo Deye Inverter Technology Co | SUN-8K-SG05LP1-AU | BSLBATT | 2025-09-05
2024-05-13 | HBS11220 | BSL New Technology Co Ltd B-LFP48-100E (x13) w/ Ningbo Deye Inverter Technology Co SUN-8K-SG05LP1-AU | 66.56 |  |  | BSL New Technology Co Ltd | B-LFP48-100E | 13 | Ningbo Deye Inverter Technology Co | SUN-8K-SG05LP1-AU | BSLBATT | 2025-09-05
2024-05-13 | HBS11221 | BSL New Technology Co Ltd B-LFP48-100E (x14) w/ Ningbo Deye Inverter Technology Co SUN-8K-SG05LP1-AU | 71.68 |  |  | BSL New Technology Co Ltd | B-LFP48-100E | 14 | Ningbo Deye Inverter Technology Co | SUN-8K-SG05LP1-AU | BSLBATT | 2025-09-05
2024-05-13 | HBS11222 | BSL New Technology Co Ltd B-LFP48-100E (x2) w/ Ningbo Deye Inverter Technology Co SUN-12K-SG01LP1-AU | 10.24 |  |  | BSL New Technology Co Ltd | B-LFP48-100E | 2 | Ningbo Deye Inverter Technology Co | SUN-12K-SG01LP1-AU | BSLBATT | 2027-03-26
2024-05-13 | HBS11223 | BSL New Technology Co Ltd B-LFP48-100E (x3) w/ Ningbo Deye Inverter Technology Co SUN-12K-SG01LP1-AU | 15.36 |  |  | BSL New Technology Co Ltd | B-LFP48-100E | 3 | Ningbo Deye Inverter Technology Co | SUN-12K-SG01LP1-AU | BSLBATT | 2027-03-26
2024-05-13 | HBS11224 | BSL New Technology Co Ltd B-LFP48-100E (x4) w/ Ningbo Deye Inverter Technology Co SUN-12K-SG01LP1-AU | 20.48 |  |  | BSL New Technology Co Ltd | B-LFP48-100E | 4 | Ningbo Deye Inverter Technology Co | SUN-12K-SG01LP1-AU | BSLBATT | 2027-03-26
2024-05-13 | HBS11225 | BSL New Technology Co Ltd B-LFP48-100E (x5) w/ Ningbo Deye Inverter Technology Co SUN-12K-SG01LP1-AU | 25.6 |  |  | BSL New Technology Co Ltd | B-LFP48-100E | 5 | Ningbo Deye Inverter Technology Co | SUN-12K-SG01LP1-AU | BSLBATT | 2027-03-26
2024-05-13 | HBS11226 | BSL New Technology Co Ltd B-LFP48-100E (x6) w/ Ningbo Deye Inverter Technology Co SUN-12K-SG01LP1-AU | 30.72 |  |  | BSL New Technology Co Ltd | B-LFP48-100E | 6 | Ningbo Deye Inverter Technology Co | SUN-12K-SG01LP1-AU | BSLBATT | 2027-03-26
2024-05-13 | HBS11227 | BSL New Technology Co Ltd B-LFP48-100E (x7) w/ Ningbo Deye Inverter Technology Co SUN-12K-SG01LP1-AU | 35.84 |  |  | BSL New Technology Co Ltd | B-LFP48-100E | 7 | Ningbo Deye Inverter Technology Co | SUN-12K-SG01LP1-AU | BSLBATT | 2027-03-26
2024-05-13 | HBS11228 | BSL New Technology Co Ltd B-LFP48-100E (x8) w/ Ningbo Deye Inverter Technology Co SUN-12K-SG01LP1-AU | 40.96 |  |  | BSL New Technology Co Ltd | B-LFP48-100E | 8 | Ningbo Deye Inverter Technology Co | SUN-12K-SG01LP1-AU | BSLBATT | 2027-03-26
2024-05-13 | HBS11229 | BSL New Technology Co Ltd B-LFP48-100E (x9) w/ Ningbo Deye Inverter Technology Co SUN-12K-SG01LP1-AU | 46.08 |  |  | BSL New Technology Co Ltd | B-LFP48-100E | 9 | Ningbo Deye Inverter Technology Co | SUN-12K-SG01LP1-AU | BSLBATT | 2027-03-26
2024-05-13 | HBS11230 | BSL New Technology Co Ltd B-LFP48-100E (x10) w/ Ningbo Deye Inverter Technology Co SUN-12K-SG01LP1-AU | 51.2 |  |  | BSL New Technology Co Ltd | B-LFP48-100E | 10 | Ningbo Deye Inverter Technology Co | SUN-12K-SG01LP1-AU | BSLBATT | 2027-03-26
2024-05-13 | HBS11231 | BSL New Technology Co Ltd B-LFP48-100E (x11) w/ Ningbo Deye Inverter Technology Co SUN-12K-SG01LP1-AU | 56.32 |  |  | BSL New Technology Co Ltd | B-LFP48-100E | 11 | Ningbo Deye Inverter Technology Co | SUN-12K-SG01LP1-AU | BSLBATT | 2027-03-26
2024-05-13 | HBS11232 | BSL New Technology Co Ltd B-LFP48-100E (x12) w/ Ningbo Deye Inverter Technology Co SUN-12K-SG01LP1-AU | 61.44 |  |  | BSL New Technology Co Ltd | B-LFP48-100E | 12 | Ningbo Deye Inverter Technology Co | SUN-12K-SG01LP1-AU | BSLBATT | 2027-03-26
2024-05-13 | HBS11233 | BSL New Technology Co Ltd B-LFP48-100E (x13) w/ Ningbo Deye Inverter Technology Co SUN-12K-SG01LP1-AU | 66.56 |  |  | BSL New Technology Co Ltd | B-LFP48-100E | 13 | Ningbo Deye Inverter Technology Co | SUN-12K-SG01LP1-AU | BSLBATT | 2027-03-26
2024-05-13 | HBS11234 | BSL New Technology Co Ltd B-LFP48-100E (x14) w/ Ningbo Deye Inverter Technology Co SUN-12K-SG01LP1-AU | 71.68 |  |  | BSL New Technology Co Ltd | B-LFP48-100E | 14 | Ningbo Deye Inverter Technology Co | SUN-12K-SG01LP1-AU | BSLBATT | 2027-03-26
2024-05-13 | HBS11235 | BSL New Technology Co Ltd B-LFP48-100E (x2) w/ Ningbo Deye Inverter Technology Co SUN-14K-SG01LP1-AU | 10.24 |  |  | BSL New Technology Co Ltd | B-LFP48-100E | 2 | Ningbo Deye Inverter Technology Co | SUN-14K-SG01LP1-AU | BSLBATT | 2027-03-26
2024-05-13 | HBS11236 | BSL New Technology Co Ltd B-LFP48-100E (x3) w/ Ningbo Deye Inverter Technology Co SUN-14K-SG01LP1-AU | 15.36 |  |  | BSL New Technology Co Ltd | B-LFP48-100E | 3 | Ningbo Deye Inverter Technology Co | SUN-14K-SG01LP1-AU | BSLBATT | 2027-03-26
2024-05-13 | HBS11237 | BSL New Technology Co Ltd B-LFP48-100E (x4) w/ Ningbo Deye Inverter Technology Co SUN-14K-SG01LP1-AU | 20.48 |  |  | BSL New Technology Co Ltd | B-LFP48-100E | 4 | Ningbo Deye Inverter Technology Co | SUN-14K-SG01LP1-AU | BSLBATT | 2027-03-26
2024-05-13 | HBS11238 | BSL New Technology Co Ltd B-LFP48-100E (x5) w/ Ningbo Deye Inverter Technology Co SUN-14K-SG01LP1-AU | 25.6 |  |  | BSL New Technology Co Ltd | B-LFP48-100E | 5 | Ningbo Deye Inverter Technology Co | SUN-14K-SG01LP1-AU | BSLBATT | 2027-03-26
2024-05-13 | HBS11239 | BSL New Technology Co Ltd B-LFP48-100E (x6) w/ Ningbo Deye Inverter Technology Co SUN-14K-SG01LP1-AU | 30.72 |  |  | BSL New Technology Co Ltd | B-LFP48-100E | 6 | Ningbo Deye Inverter Technology Co | SUN-14K-SG01LP1-AU | BSLBATT | 2027-03-26
2024-05-13 | HBS11240 | BSL New Technology Co Ltd B-LFP48-100E (x7) w/ Ningbo Deye Inverter Technology Co SUN-14K-SG01LP1-AU | 35.84 |  |  | BSL New Technology Co Ltd | B-LFP48-100E | 7 | Ningbo Deye Inverter Technology Co | SUN-14K-SG01LP1-AU | BSLBATT | 2027-03-26
2024-05-13 | HBS11241 | BSL New Technology Co Ltd B-LFP48-100E (x8) w/ Ningbo Deye Inverter Technology Co SUN-14K-SG01LP1-AU | 40.96 |  |  | BSL New Technology Co Ltd | B-LFP48-100E | 8 | Ningbo Deye Inverter Technology Co | SUN-14K-SG01LP1-AU | BSLBATT | 2027-03-26
2024-05-13 | HBS11242 | BSL New Technology Co Ltd B-LFP48-100E (x9) w/ Ningbo Deye Inverter Technology Co SUN-14K-SG01LP1-AU | 46.08 |  |  | BSL New Technology Co Ltd | B-LFP48-100E | 9 | Ningbo Deye Inverter Technology Co | SUN-14K-SG01LP1-AU | BSLBATT | 2027-03-26
2024-05-13 | HBS11243 | BSL New Technology Co Ltd B-LFP48-100E (x10) w/ Ningbo Deye Inverter Technology Co SUN-14K-SG01LP1-AU | 51.2 |  |  | BSL New Technology Co Ltd | B-LFP48-100E | 10 | Ningbo Deye Inverter Technology Co | SUN-14K-SG01LP1-AU | BSLBATT | 2027-03-26
2024-05-13 | HBS11244 | BSL New Technology Co Ltd B-LFP48-100E (x11) w/ Ningbo Deye Inverter Technology Co SUN-14K-SG01LP1-AU | 56.32 |  |  | BSL New Technology Co Ltd | B-LFP48-100E | 11 | Ningbo Deye Inverter Technology Co | SUN-14K-SG01LP1-AU | BSLBATT | 2027-03-26
2024-05-13 | HBS11245 | BSL New Technology Co Ltd B-LFP48-100E (x12) w/ Ningbo Deye Inverter Technology Co SUN-14K-SG01LP1-AU | 61.44 |  |  | BSL New Technology Co Ltd | B-LFP48-100E | 12 | Ningbo Deye Inverter Technology Co | SUN-14K-SG01LP1-AU | BSLBATT | 2027-03-26
2024-05-13 | HBS11246 | BSL New Technology Co Ltd B-LFP48-100E (x13) w/ Ningbo Deye Inverter Technology Co SUN-14K-SG01LP1-AU | 66.56 |  |  | BSL New Technology Co Ltd | B-LFP48-100E | 13 | Ningbo Deye Inverter Technology Co | SUN-14K-SG01LP1-AU | BSLBATT | 2027-03-26
2024-05-13 | HBS11247 | BSL New Technology Co Ltd B-LFP48-100E (x14) w/ Ningbo Deye Inverter Technology Co SUN-14K-SG01LP1-AU | 71.68 |  |  | BSL New Technology Co Ltd | B-LFP48-100E | 14 | Ningbo Deye Inverter Technology Co | SUN-14K-SG01LP1-AU | BSLBATT | 2027-03-26
2024-05-13 | HBS11248 | BSL New Technology Co Ltd B-LFP48-100E (x2) w/ Ningbo Deye Inverter Technology Co SUN-16K-SG01LP1-AU | 10.24 |  |  | BSL New Technology Co Ltd | B-LFP48-100E | 2 | Ningbo Deye Inverter Technology Co | SUN-16K-SG01LP1-AU | BSLBATT | 2027-03-26
2024-05-13 | HBS11249 | BSL New Technology Co Ltd B-LFP48-100E (x3) w/ Ningbo Deye Inverter Technology Co SUN-16K-SG01LP1-AU | 15.36 |  |  | BSL New Technology Co Ltd | B-LFP48-100E | 3 | Ningbo Deye Inverter Technology Co | SUN-16K-SG01LP1-AU | BSLBATT | 2027-03-26
2024-05-13 | HBS11250 | BSL New Technology Co Ltd B-LFP48-100E (x4) w/ Ningbo Deye Inverter Technology Co SUN-16K-SG01LP1-AU | 20.48 |  |  | BSL New Technology Co Ltd | B-LFP48-100E | 4 | Ningbo Deye Inverter Technology Co | SUN-16K-SG01LP1-AU | BSLBATT | 2027-03-26
2024-05-13 | HBS11251 | BSL New Technology Co Ltd B-LFP48-100E (x5) w/ Ningbo Deye Inverter Technology Co SUN-16K-SG01LP1-AU | 25.6 |  |  | BSL New Technology Co Ltd | B-LFP48-100E | 5 | Ningbo Deye Inverter Technology Co | SUN-16K-SG01LP1-AU | BSLBATT | 2027-03-26
2024-05-13 | HBS11252 | BSL New Technology Co Ltd B-LFP48-100E (x6) w/ Ningbo Deye Inverter Technology Co SUN-16K-SG01LP1-AU | 30.72 |  |  | BSL New Technology Co Ltd | B-LFP48-100E | 6 | Ningbo Deye Inverter Technology Co | SUN-16K-SG01LP1-AU | BSLBATT | 2027-03-26
2024-05-13 | HBS11253 | BSL New Technology Co Ltd B-LFP48-100E (x7) w/ Ningbo Deye Inverter Technology Co SUN-16K-SG01LP1-AU | 35.84 |  |  | BSL New Technology Co Ltd | B-LFP48-100E | 7 | Ningbo Deye Inverter Technology Co | SUN-16K-SG01LP1-AU | BSLBATT | 2027-03-26
2024-05-13 | HBS11254 | BSL New Technology Co Ltd B-LFP48-100E (x8) w/ Ningbo Deye Inverter Technology Co SUN-16K-SG01LP1-AU | 40.96 |  |  | BSL New Technology Co Ltd | B-LFP48-100E | 8 | Ningbo Deye Inverter Technology Co | SUN-16K-SG01LP1-AU | BSLBATT | 2027-03-26
2024-05-13 | HBS11255 | BSL New Technology Co Ltd B-LFP48-100E (x9) w/ Ningbo Deye Inverter Technology Co SUN-16K-SG01LP1-AU | 46.08 |  |  | BSL New Technology Co Ltd | B-LFP48-100E | 9 | Ningbo Deye Inverter Technology Co | SUN-16K-SG01LP1-AU | BSLBATT | 2027-03-26
2024-05-13 | HBS11256 | BSL New Technology Co Ltd B-LFP48-100E (x10) w/ Ningbo Deye Inverter Technology Co SUN-16K-SG01LP1-AU | 51.2 |  |  | BSL New Technology Co Ltd | B-LFP48-100E | 10 | Ningbo Deye Inverter Technology Co | SUN-16K-SG01LP1-AU | BSLBATT | 2027-03-26
2024-05-13 | HBS11257 | BSL New Technology Co Ltd B-LFP48-100E (x11) w/ Ningbo Deye Inverter Technology Co SUN-16K-SG01LP1-AU | 56.32 |  |  | BSL New Technology Co Ltd | B-LFP48-100E | 11 | Ningbo Deye Inverter Technology Co | SUN-16K-SG01LP1-AU | BSLBATT | 2027-03-26
2024-05-13 | HBS11258 | BSL New Technology Co Ltd B-LFP48-100E (x12) w/ Ningbo Deye Inverter Technology Co SUN-16K-SG01LP1-AU | 61.44 |  |  | BSL New Technology Co Ltd | B-LFP48-100E | 12 | Ningbo Deye Inverter Technology Co | SUN-16K-SG01LP1-AU | BSLBATT | 2027-03-26
2024-05-13 | HBS11259 | BSL New Technology Co Ltd B-LFP48-100E (x13) w/ Ningbo Deye Inverter Technology Co SUN-16K-SG01LP1-AU | 66.56 |  |  | BSL New Technology Co Ltd | B-LFP48-100E | 13 | Ningbo Deye Inverter Technology Co | SUN-16K-SG01LP1-AU | BSLBATT | 2027-03-26
2024-05-13 | HBS11260 | BSL New Technology Co Ltd B-LFP48-100E (x14) w/ Ningbo Deye Inverter Technology Co SUN-16K-SG01LP1-AU | 71.68 |  |  | BSL New Technology Co Ltd | B-LFP48-100E | 14 | Ningbo Deye Inverter Technology Co | SUN-16K-SG01LP1-AU | BSLBATT | 2027-03-26
2024-05-13 | HBS11261 | BSL New Technology Co Ltd B-LFP48-100E (x2) w/ Ningbo Deye Inverter Technology Co SUN-5K-SG04LP3-AU | 10.24 |  |  | BSL New Technology Co Ltd | B-LFP48-100E | 2 | Ningbo Deye Inverter Technology Co | SUN-5K-SG04LP3-AU | BSLBATT | 2025-04-20
2024-05-13 | HBS11262 | BSL New Technology Co Ltd B-LFP48-100E (x3) w/ Ningbo Deye Inverter Technology Co SUN-5K-SG04LP3-AU | 15.36 |  |  | BSL New Technology Co Ltd | B-LFP48-100E | 3 | Ningbo Deye Inverter Technology Co | SUN-5K-SG04LP3-AU | BSLBATT | 2025-04-20
2024-05-13 | HBS11263 | BSL New Technology Co Ltd B-LFP48-100E (x4) w/ Ningbo Deye Inverter Technology Co SUN-5K-SG04LP3-AU | 20.48 |  |  | BSL New Technology Co Ltd | B-LFP48-100E | 4 | Ningbo Deye Inverter Technology Co | SUN-5K-SG04LP3-AU | BSLBATT | 2025-04-20
2024-05-13 | HBS11264 | BSL New Technology Co Ltd B-LFP48-100E (x5) w/ Ningbo Deye Inverter Technology Co SUN-5K-SG04LP3-AU | 25.6 |  |  | BSL New Technology Co Ltd | B-LFP48-100E | 5 | Ningbo Deye Inverter Technology Co | SUN-5K-SG04LP3-AU | BSLBATT | 2025-04-20
2024-05-13 | HBS11265 | BSL New Technology Co Ltd B-LFP48-100E (x6) w/ Ningbo Deye Inverter Technology Co SUN-5K-SG04LP3-AU | 30.72 |  |  | BSL New Technology Co Ltd | B-LFP48-100E | 6 | Ningbo Deye Inverter Technology Co | SUN-5K-SG04LP3-AU | BSLBATT | 2025-04-20
2024-05-13 | HBS11266 | BSL New Technology Co Ltd B-LFP48-100E (x7) w/ Ningbo Deye Inverter Technology Co SUN-5K-SG04LP3-AU | 35.84 |  |  | BSL New Technology Co Ltd | B-LFP48-100E | 7 | Ningbo Deye Inverter Technology Co | SUN-5K-SG04LP3-AU | BSLBATT | 2025-04-20
2024-05-13 | HBS11267 | BSL New Technology Co Ltd B-LFP48-100E (x8) w/ Ningbo Deye Inverter Technology Co SUN-5K-SG04LP3-AU | 40.96 |  |  | BSL New Technology Co Ltd | B-LFP48-100E | 8 | Ningbo Deye Inverter Technology Co | SUN-5K-SG04LP3-AU | BSLBATT | 2025-04-20
2024-05-13 | HBS11268 | BSL New Technology Co Ltd B-LFP48-100E (x9) w/ Ningbo Deye Inverter Technology Co SUN-5K-SG04LP3-AU | 46.08 |  |  | BSL New Technology Co Ltd | B-LFP48-100E | 9 | Ningbo Deye Inverter Technology Co | SUN-5K-SG04LP3-AU | BSLBATT | 2025-04-20
2024-05-13 | HBS11269 | BSL New Technology Co Ltd B-LFP48-100E (x10) w/ Ningbo Deye Inverter Technology Co SUN-5K-SG04LP3-AU | 51.2 |  |  | BSL New Technology Co Ltd | B-LFP48-100E | 10 | Ningbo Deye Inverter Technology Co | SUN-5K-SG04LP3-AU | BSLBATT | 2025-04-20
2024-05-13 | HBS11270 | BSL New Technology Co Ltd B-LFP48-100E (x11) w/ Ningbo Deye Inverter Technology Co SUN-5K-SG04LP3-AU | 56.32 |  |  | BSL New Technology Co Ltd | B-LFP48-100E | 11 | Ningbo Deye Inverter Technology Co | SUN-5K-SG04LP3-AU | BSLBATT | 2025-04-20
2024-05-13 | HBS11271 | BSL New Technology Co Ltd B-LFP48-100E (x12) w/ Ningbo Deye Inverter Technology Co SUN-5K-SG04LP3-AU | 61.44 |  |  | BSL New Technology Co Ltd | B-LFP48-100E | 12 | Ningbo Deye Inverter Technology Co | SUN-5K-SG04LP3-AU | BSLBATT | 2025-04-20
2024-05-13 | HBS11272 | BSL New Technology Co Ltd B-LFP48-100E (x13) w/ Ningbo Deye Inverter Technology Co SUN-5K-SG04LP3-AU | 66.56 |  |  | BSL New Technology Co Ltd | B-LFP48-100E | 13 | Ningbo Deye Inverter Technology Co | SUN-5K-SG04LP3-AU | BSLBATT | 2025-04-20
2024-05-13 | HBS11273 | BSL New Technology Co Ltd B-LFP48-100E (x14) w/ Ningbo Deye Inverter Technology Co SUN-5K-SG04LP3-AU | 71.68 |  |  | BSL New Technology Co Ltd | B-LFP48-100E | 14 | Ningbo Deye Inverter Technology Co | SUN-5K-SG04LP3-AU | BSLBATT | 2025-04-20
2024-05-13 | HBS11274 | BSL New Technology Co Ltd B-LFP48-100E (x2) w/ Ningbo Deye Inverter Technology Co SUN-6K-SG04LP3-AU | 10.24 |  |  | BSL New Technology Co Ltd | B-LFP48-100E | 2 | Ningbo Deye Inverter Technology Co | SUN-6K-SG04LP3-AU | BSLBATT | 2025-04-20
2024-05-13 | HBS11275 | BSL New Technology Co Ltd B-LFP48-100E (x3) w/ Ningbo Deye Inverter Technology Co SUN-6K-SG04LP3-AU | 15.36 |  |  | BSL New Technology Co Ltd | B-LFP48-100E | 3 | Ningbo Deye Inverter Technology Co | SUN-6K-SG04LP3-AU | BSLBATT | 2025-04-20
2024-05-13 | HBS11276 | BSL New Technology Co Ltd B-LFP48-100E (x4) w/ Ningbo Deye Inverter Technology Co SUN-6K-SG04LP3-AU | 20.48 |  |  | BSL New Technology Co Ltd | B-LFP48-100E | 4 | Ningbo Deye Inverter Technology Co | SUN-6K-SG04LP3-AU | BSLBATT | 2025-04-20
2024-05-13 | HBS11277 | BSL New Technology Co Ltd B-LFP48-100E (x5) w/ Ningbo Deye Inverter Technology Co SUN-6K-SG04LP3-AU | 25.6 |  |  | BSL New Technology Co Ltd | B-LFP48-100E | 5 | Ningbo Deye Inverter Technology Co | SUN-6K-SG04LP3-AU | BSLBATT | 2025-04-20
2024-05-13 | HBS11278 | BSL New Technology Co Ltd B-LFP48-100E (x6) w/ Ningbo Deye Inverter Technology Co SUN-6K-SG04LP3-AU | 30.72 |  |  | BSL New Technology Co Ltd | B-LFP48-100E | 6 | Ningbo Deye Inverter Technology Co | SUN-6K-SG04LP3-AU | BSLBATT | 2025-04-20
2024-05-13 | HBS11279 | BSL New Technology Co Ltd B-LFP48-100E (x7) w/ Ningbo Deye Inverter Technology Co SUN-6K-SG04LP3-AU | 35.84 |  |  | BSL New Technology Co Ltd | B-LFP48-100E | 7 | Ningbo Deye Inverter Technology Co | SUN-6K-SG04LP3-AU | BSLBATT | 2025-04-20
2024-05-13 | HBS11280 | BSL New Technology Co Ltd B-LFP48-100E (x8) w/ Ningbo Deye Inverter Technology Co SUN-6K-SG04LP3-AU | 40.96 |  |  | BSL New Technology Co Ltd | B-LFP48-100E | 8 | Ningbo Deye Inverter Technology Co | SUN-6K-SG04LP3-AU | BSLBATT | 2025-04-20
2024-05-13 | HBS11281 | BSL New Technology Co Ltd B-LFP48-100E (x9) w/ Ningbo Deye Inverter Technology Co SUN-6K-SG04LP3-AU | 46.08 |  |  | BSL New Technology Co Ltd | B-LFP48-100E | 9 | Ningbo Deye Inverter Technology Co | SUN-6K-SG04LP3-AU | BSLBATT | 2025-04-20
2024-05-13 | HBS11282 | BSL New Technology Co Ltd B-LFP48-100E (x10) w/ Ningbo Deye Inverter Technology Co SUN-6K-SG04LP3-AU | 51.2 |  |  | BSL New Technology Co Ltd | B-LFP48-100E | 10 | Ningbo Deye Inverter Technology Co | SUN-6K-SG04LP3-AU | BSLBATT | 2025-04-20
2024-05-13 | HBS11283 | BSL New Technology Co Ltd B-LFP48-100E (x11) w/ Ningbo Deye Inverter Technology Co SUN-6K-SG04LP3-AU | 56.32 |  |  | BSL New Technology Co Ltd | B-LFP48-100E | 11 | Ningbo Deye Inverter Technology Co | SUN-6K-SG04LP3-AU | BSLBATT | 2025-04-20
2024-05-13 | HBS11284 | BSL New Technology Co Ltd B-LFP48-100E (x12) w/ Ningbo Deye Inverter Technology Co SUN-6K-SG04LP3-AU | 61.44 |  |  | BSL New Technology Co Ltd | B-LFP48-100E | 12 | Ningbo Deye Inverter Technology Co | SUN-6K-SG04LP3-AU | BSLBATT | 2025-04-20
2024-05-13 | HBS11285 | BSL New Technology Co Ltd B-LFP48-100E (x13) w/ Ningbo Deye Inverter Technology Co SUN-6K-SG04LP3-AU | 66.56 |  |  | BSL New Technology Co Ltd | B-LFP48-100E | 13 | Ningbo Deye Inverter Technology Co | SUN-6K-SG04LP3-AU | BSLBATT | 2025-04-20
2024-05-13 | HBS11286 | BSL New Technology Co Ltd B-LFP48-100E (x14) w/ Ningbo Deye Inverter Technology Co SUN-6K-SG04LP3-AU | 71.68 |  |  | BSL New Technology Co Ltd | B-LFP48-100E | 14 | Ningbo Deye Inverter Technology Co | SUN-6K-SG04LP3-AU | BSLBATT | 2025-04-20
2024-05-13 | HBS11287 | BSL New Technology Co Ltd B-LFP48-100E (x2) w/ Ningbo Deye Inverter Technology Co SUN-8K-SG04LP3-AU | 10.24 |  |  | BSL New Technology Co Ltd | B-LFP48-100E | 2 | Ningbo Deye Inverter Technology Co | SUN-8K-SG04LP3-AU | BSLBATT | 2025-04-20
2024-05-13 | HBS11288 | BSL New Technology Co Ltd B-LFP48-100E (x3) w/ Ningbo Deye Inverter Technology Co SUN-8K-SG04LP3-AU | 15.36 |  |  | BSL New Technology Co Ltd | B-LFP48-100E | 3 | Ningbo Deye Inverter Technology Co | SUN-8K-SG04LP3-AU | BSLBATT | 2025-04-20
2024-05-13 | HBS11289 | BSL New Technology Co Ltd B-LFP48-100E (x4) w/ Ningbo Deye Inverter Technology Co SUN-8K-SG04LP3-AU | 20.48 |  |  | BSL New Technology Co Ltd | B-LFP48-100E | 4 | Ningbo Deye Inverter Technology Co | SUN-8K-SG04LP3-AU | BSLBATT | 2025-04-20
2024-05-13 | HBS11290 | BSL New Technology Co Ltd B-LFP48-100E (x5) w/ Ningbo Deye Inverter Technology Co SUN-8K-SG04LP3-AU | 25.6 |  |  | BSL New Technology Co Ltd | B-LFP48-100E | 5 | Ningbo Deye Inverter Technology Co | SUN-8K-SG04LP3-AU | BSLBATT | 2025-04-20
2024-05-13 | HBS11291 | BSL New Technology Co Ltd B-LFP48-100E (x6) w/ Ningbo Deye Inverter Technology Co SUN-8K-SG04LP3-AU | 30.72 |  |  | BSL New Technology Co Ltd | B-LFP48-100E | 6 | Ningbo Deye Inverter Technology Co | SUN-8K-SG04LP3-AU | BSLBATT | 2025-04-20
2024-05-13 | HBS11292 | BSL New Technology Co Ltd B-LFP48-100E (x7) w/ Ningbo Deye Inverter Technology Co SUN-8K-SG04LP3-AU | 35.84 |  |  | BSL New Technology Co Ltd | B-LFP48-100E | 7 | Ningbo Deye Inverter Technology Co | SUN-8K-SG04LP3-AU | BSLBATT | 2025-04-20
2024-05-13 | HBS11293 | BSL New Technology Co Ltd B-LFP48-100E (x8) w/ Ningbo Deye Inverter Technology Co SUN-8K-SG04LP3-AU | 40.96 |  |  | BSL New Technology Co Ltd | B-LFP48-100E | 8 | Ningbo Deye Inverter Technology Co | SUN-8K-SG04LP3-AU | BSLBATT | 2025-04-20
2024-05-13 | HBS11294 | BSL New Technology Co Ltd B-LFP48-100E (x9) w/ Ningbo Deye Inverter Technology Co SUN-8K-SG04LP3-AU | 46.08 |  |  | BSL New Technology Co Ltd | B-LFP48-100E | 9 | Ningbo Deye Inverter Technology Co | SUN-8K-SG04LP3-AU | BSLBATT | 2025-04-20
2024-05-13 | HBS11295 | BSL New Technology Co Ltd B-LFP48-100E (x10) w/ Ningbo Deye Inverter Technology Co SUN-8K-SG04LP3-AU | 51.2 |  |  | BSL New Technology Co Ltd | B-LFP48-100E | 10 | Ningbo Deye Inverter Technology Co | SUN-8K-SG04LP3-AU | BSLBATT | 2025-04-20
2024-05-13 | HBS11296 | BSL New Technology Co Ltd B-LFP48-100E (x11) w/ Ningbo Deye Inverter Technology Co SUN-8K-SG04LP3-AU | 56.32 |  |  | BSL New Technology Co Ltd | B-LFP48-100E | 11 | Ningbo Deye Inverter Technology Co | SUN-8K-SG04LP3-AU | BSLBATT | 2025-04-20
2024-05-13 | HBS11297 | BSL New Technology Co Ltd B-LFP48-100E (x12) w/ Ningbo Deye Inverter Technology Co SUN-8K-SG04LP3-AU | 61.44 |  |  | BSL New Technology Co Ltd | B-LFP48-100E | 12 | Ningbo Deye Inverter Technology Co | SUN-8K-SG04LP3-AU | BSLBATT | 2025-04-20
2024-05-13 | HBS11298 | BSL New Technology Co Ltd B-LFP48-100E (x13) w/ Ningbo Deye Inverter Technology Co SUN-8K-SG04LP3-AU | 66.56 |  |  | BSL New Technology Co Ltd | B-LFP48-100E | 13 | Ningbo Deye Inverter Technology Co | SUN-8K-SG04LP3-AU | BSLBATT | 2025-04-20
2024-05-13 | HBS11299 | BSL New Technology Co Ltd B-LFP48-100E (x14) w/ Ningbo Deye Inverter Technology Co SUN-8K-SG04LP3-AU | 71.68 |  |  | BSL New Technology Co Ltd | B-LFP48-100E | 14 | Ningbo Deye Inverter Technology Co | SUN-8K-SG04LP3-AU | BSLBATT | 2025-04-20
2024-05-13 | HBS11300 | BSL New Technology Co Ltd B-LFP48-100E (x2) w/ Ningbo Deye Inverter Technology Co SUN-10K-SG04LP3-AU | 10.24 |  |  | BSL New Technology Co Ltd | B-LFP48-100E | 2 | Ningbo Deye Inverter Technology Co | SUN-10K-SG04LP3-AU | BSLBATT | 2025-04-20
2024-05-13 | HBS11301 | BSL New Technology Co Ltd B-LFP48-100E (x3) w/ Ningbo Deye Inverter Technology Co SUN-10K-SG04LP3-AU | 15.36 |  |  | BSL New Technology Co Ltd | B-LFP48-100E | 3 | Ningbo Deye Inverter Technology Co | SUN-10K-SG04LP3-AU | BSLBATT | 2025-04-20
2024-05-13 | HBS11302 | BSL New Technology Co Ltd B-LFP48-100E (x4) w/ Ningbo Deye Inverter Technology Co SUN-10K-SG04LP3-AU | 20.48 |  |  | BSL New Technology Co Ltd | B-LFP48-100E | 4 | Ningbo Deye Inverter Technology Co | SUN-10K-SG04LP3-AU | BSLBATT | 2025-04-20
2024-05-13 | HBS11303 | BSL New Technology Co Ltd B-LFP48-100E (x5) w/ Ningbo Deye Inverter Technology Co SUN-10K-SG04LP3-AU | 25.6 |  |  | BSL New Technology Co Ltd | B-LFP48-100E | 5 | Ningbo Deye Inverter Technology Co | SUN-10K-SG04LP3-AU | BSLBATT | 2025-04-20
2024-05-13 | HBS11304 | BSL New Technology Co Ltd B-LFP48-100E (x6) w/ Ningbo Deye Inverter Technology Co SUN-10K-SG04LP3-AU | 30.72 |  |  | BSL New Technology Co Ltd | B-LFP48-100E | 6 | Ningbo Deye Inverter Technology Co | SUN-10K-SG04LP3-AU | BSLBATT | 2025-04-20
2024-05-13 | HBS11305 | BSL New Technology Co Ltd B-LFP48-100E (x7) w/ Ningbo Deye Inverter Technology Co SUN-10K-SG04LP3-AU | 35.84 |  |  | BSL New Technology Co Ltd | B-LFP48-100E | 7 | Ningbo Deye Inverter Technology Co | SUN-10K-SG04LP3-AU | BSLBATT | 2025-04-20
2024-05-13 | HBS11306 | BSL New Technology Co Ltd B-LFP48-100E (x8) w/ Ningbo Deye Inverter Technology Co SUN-10K-SG04LP3-AU | 40.96 |  |  | BSL New Technology Co Ltd | B-LFP48-100E | 8 | Ningbo Deye Inverter Technology Co | SUN-10K-SG04LP3-AU | BSLBATT | 2025-04-20
2024-05-13 | HBS11307 | BSL New Technology Co Ltd B-LFP48-100E (x9) w/ Ningbo Deye Inverter Technology Co SUN-10K-SG04LP3-AU | 46.08 |  |  | BSL New Technology Co Ltd | B-LFP48-100E | 9 | Ningbo Deye Inverter Technology Co | SUN-10K-SG04LP3-AU | BSLBATT | 2025-04-20
2024-05-13 | HBS11308 | BSL New Technology Co Ltd B-LFP48-100E (x10) w/ Ningbo Deye Inverter Technology Co SUN-10K-SG04LP3-AU | 51.2 |  |  | BSL New Technology Co Ltd | B-LFP48-100E | 10 | Ningbo Deye Inverter Technology Co | SUN-10K-SG04LP3-AU | BSLBATT | 2025-04-20
2024-05-13 | HBS11309 | BSL New Technology Co Ltd B-LFP48-100E (x11) w/ Ningbo Deye Inverter Technology Co SUN-10K-SG04LP3-AU | 56.32 |  |  | BSL New Technology Co Ltd | B-LFP48-100E | 11 | Ningbo Deye Inverter Technology Co | SUN-10K-SG04LP3-AU | BSLBATT | 2025-04-20
2024-05-13 | HBS11310 | BSL New Technology Co Ltd B-LFP48-100E (x12) w/ Ningbo Deye Inverter Technology Co SUN-10K-SG04LP3-AU | 61.44 |  |  | BSL New Technology Co Ltd | B-LFP48-100E | 12 | Ningbo Deye Inverter Technology Co | SUN-10K-SG04LP3-AU | BSLBATT | 2025-04-20
2024-05-13 | HBS11311 | BSL New Technology Co Ltd B-LFP48-100E (x13) w/ Ningbo Deye Inverter Technology Co SUN-10K-SG04LP3-AU | 66.56 |  |  | BSL New Technology Co Ltd | B-LFP48-100E | 13 | Ningbo Deye Inverter Technology Co | SUN-10K-SG04LP3-AU | BSLBATT | 2025-04-20
2024-05-13 | HBS11312 | BSL New Technology Co Ltd B-LFP48-100E (x14) w/ Ningbo Deye Inverter Technology Co SUN-10K-SG04LP3-AU | 71.68 |  |  | BSL New Technology Co Ltd | B-LFP48-100E | 14 | Ningbo Deye Inverter Technology Co | SUN-10K-SG04LP3-AU | BSLBATT | 2025-04-20
2024-05-13 | HBS11313 | BSL New Technology Co Ltd B-LFP48-100E (x2) w/ Ningbo Deye Inverter Technology Co SUN-12K-SG04LP3-AU | 10.24 |  |  | BSL New Technology Co Ltd | B-LFP48-100E | 2 | Ningbo Deye Inverter Technology Co | SUN-12K-SG04LP3-AU | BSLBATT | 2025-04-20
2024-05-13 | HBS11314 | BSL New Technology Co Ltd B-LFP48-100E (x3) w/ Ningbo Deye Inverter Technology Co SUN-12K-SG04LP3-AU | 15.36 |  |  | BSL New Technology Co Ltd | B-LFP48-100E | 3 | Ningbo Deye Inverter Technology Co | SUN-12K-SG04LP3-AU | BSLBATT | 2025-04-20
2024-05-13 | HBS11315 | BSL New Technology Co Ltd B-LFP48-100E (x4) w/ Ningbo Deye Inverter Technology Co SUN-12K-SG04LP3-AU | 20.48 |  |  | BSL New Technology Co Ltd | B-LFP48-100E | 4 | Ningbo Deye Inverter Technology Co | SUN-12K-SG04LP3-AU | BSLBATT | 2025-04-20
2024-05-13 | HBS11316 | BSL New Technology Co Ltd B-LFP48-100E (x5) w/ Ningbo Deye Inverter Technology Co SUN-12K-SG04LP3-AU | 25.6 |  |  | BSL New Technology Co Ltd | B-LFP48-100E | 5 | Ningbo Deye Inverter Technology Co | SUN-12K-SG04LP3-AU | BSLBATT | 2025-04-20
2024-05-13 | HBS11317 | BSL New Technology Co Ltd B-LFP48-100E (x6) w/ Ningbo Deye Inverter Technology Co SUN-12K-SG04LP3-AU | 30.72 |  |  | BSL New Technology Co Ltd | B-LFP48-100E | 6 | Ningbo Deye Inverter Technology Co | SUN-12K-SG04LP3-AU | BSLBATT | 2025-04-20
2024-05-13 | HBS11318 | BSL New Technology Co Ltd B-LFP48-100E (x7) w/ Ningbo Deye Inverter Technology Co SUN-12K-SG04LP3-AU | 35.84 |  |  | BSL New Technology Co Ltd | B-LFP48-100E | 7 | Ningbo Deye Inverter Technology Co | SUN-12K-SG04LP3-AU | BSLBATT | 2025-04-20
2024-05-13 | HBS11319 | BSL New Technology Co Ltd B-LFP48-100E (x8) w/ Ningbo Deye Inverter Technology Co SUN-12K-SG04LP3-AU | 40.96 |  |  | BSL New Technology Co Ltd | B-LFP48-100E | 8 | Ningbo Deye Inverter Technology Co | SUN-12K-SG04LP3-AU | BSLBATT | 2025-04-20
2024-05-13 | HBS11320 | BSL New Technology Co Ltd B-LFP48-100E (x9) w/ Ningbo Deye Inverter Technology Co SUN-12K-SG04LP3-AU | 46.08 |  |  | BSL New Technology Co Ltd | B-LFP48-100E | 9 | Ningbo Deye Inverter Technology Co | SUN-12K-SG04LP3-AU | BSLBATT | 2025-04-20
2024-05-13 | HBS11321 | BSL New Technology Co Ltd B-LFP48-100E (x10) w/ Ningbo Deye Inverter Technology Co SUN-12K-SG04LP3-AU | 51.2 |  |  | BSL New Technology Co Ltd | B-LFP48-100E | 10 | Ningbo Deye Inverter Technology Co | SUN-12K-SG04LP3-AU | BSLBATT | 2025-04-20
2024-05-13 | HBS11322 | BSL New Technology Co Ltd B-LFP48-100E (x11) w/ Ningbo Deye Inverter Technology Co SUN-12K-SG04LP3-AU | 56.32 |  |  | BSL New Technology Co Ltd | B-LFP48-100E | 11 | Ningbo Deye Inverter Technology Co | SUN-12K-SG04LP3-AU | BSLBATT | 2025-04-20
2024-05-13 | HBS11323 | BSL New Technology Co Ltd B-LFP48-100E (x12) w/ Ningbo Deye Inverter Technology Co SUN-12K-SG04LP3-AU | 61.44 |  |  | BSL New Technology Co Ltd | B-LFP48-100E | 12 | Ningbo Deye Inverter Technology Co | SUN-12K-SG04LP3-AU | BSLBATT | 2025-04-20
2024-05-13 | HBS11324 | BSL New Technology Co Ltd B-LFP48-100E (x13) w/ Ningbo Deye Inverter Technology Co SUN-12K-SG04LP3-AU | 66.56 |  |  | BSL New Technology Co Ltd | B-LFP48-100E | 13 | Ningbo Deye Inverter Technology Co | SUN-12K-SG04LP3-AU | BSLBATT | 2025-04-20
2024-05-13 | HBS11325 | BSL New Technology Co Ltd B-LFP48-100E (x14) w/ Ningbo Deye Inverter Technology Co SUN-12K-SG04LP3-AU | 71.68 |  |  | BSL New Technology Co Ltd | B-LFP48-100E | 14 | Ningbo Deye Inverter Technology Co | SUN-12K-SG04LP3-AU | BSLBATT | 2025-04-20
2024-05-14 | HBS11326 | Solax Power Network Technology (Zhe jiang) Co Ltd T-BAT H 11.5 V2 (x2) w/ SolaX X1-Hybrid-3.0-D | 10.4 |  |  | Solax Power Network Technology (Zhe jiang) Co Ltd | T-BAT H 11.5 V2 | 2 | SolaX | X1-Hybrid-3.0-D | SolaX Triple Power | 2025-08-17
2024-05-14 | HBS11327 | Solax Power Network Technology (Zhe jiang) Co Ltd T-BAT H 17.3 V2 (x3) w/ SolaX X1-Hybrid-3.0-D | 15.5 |  |  | Solax Power Network Technology (Zhe jiang) Co Ltd | T-BAT H 17.3 V2 | 3 | SolaX | X1-Hybrid-3.0-D | SolaX Triple Power | 2025-08-17
2024-05-14 | HBS11328 | Solax Power Network Technology (Zhe jiang) Co Ltd T-BAT H 11.5 V2 (x2) w/ SolaX X1-Hybrid-3.0-D Chint DDSU666 | 10.4 |  |  | Solax Power Network Technology (Zhe jiang) Co Ltd | T-BAT H 11.5 V2 | 2 | SolaX | X1-Hybrid-3.0-D | SolaX Triple Power | 2025-08-17
2024-05-14 | HBS11329 | Solax Power Network Technology (Zhe jiang) Co Ltd T-BAT H 17.3 V2 (x3) w/ SolaX X1-Hybrid-3.0-D Chint DDSU666 | 15.5 |  |  | Solax Power Network Technology (Zhe jiang) Co Ltd | T-BAT H 17.3 V2 | 3 | SolaX | X1-Hybrid-3.0-D | SolaX Triple Power | 2025-08-17
2024-05-14 | HBS11330 | Solax Power Network Technology (Zhe jiang) Co Ltd T-BAT H 11.5 V2 (x2) w/ SolaX X1-Hybrid-3.0-D Chint DDSU666-CT | 10.4 |  |  | Solax Power Network Technology (Zhe jiang) Co Ltd | T-BAT H 11.5 V2 | 2 | SolaX | X1-Hybrid-3.0-D | SolaX Triple Power | 2025-08-17
2024-05-14 | HBS11331 | Solax Power Network Technology (Zhe jiang) Co Ltd T-BAT H 17.3 V2 (x3) w/ SolaX X1-Hybrid-3.0-D Chint DDSU666-CT | 15.5 |  |  | Solax Power Network Technology (Zhe jiang) Co Ltd | T-BAT H 17.3 V2 | 3 | SolaX | X1-Hybrid-3.0-D | SolaX Triple Power | 2025-08-17
2024-05-14 | HBS11332 | Solax Power Network Technology (Zhe jiang) Co Ltd T-BAT H 11.5 V2 (x2) w/ SolaX X1-Hybrid-3.0-D Reposit Power Reposit V4 Controller | 10.4 |  |  | Solax Power Network Technology (Zhe jiang) Co Ltd | T-BAT H 11.5 V2 | 2 | SolaX | X1-Hybrid-3.0-D | SolaX Triple Power | 2025-08-17
2024-05-14 | HBS11333 | Solax Power Network Technology (Zhe jiang) Co Ltd T-BAT H 17.3 V2 (x3) w/ SolaX X1-Hybrid-3.0-D Reposit Power Reposit V4 Controller | 15.5 |  |  | Solax Power Network Technology (Zhe jiang) Co Ltd | T-BAT H 17.3 V2 | 3 | SolaX | X1-Hybrid-3.0-D | SolaX Triple Power | 2025-08-17
2024-05-14 | HBS11334 | Solax Power Network Technology (Zhe jiang) Co Ltd T-BAT H 11.5 V2 (x2) w/ SolaX X1-Hybrid-3.7-D | 10.4 |  |  | Solax Power Network Technology (Zhe jiang) Co Ltd | T-BAT H 11.5 V2 | 2 | SolaX | X1-Hybrid-3.7-D | SolaX Triple Power | 2025-08-17
2024-05-14 | HBS11335 | Solax Power Network Technology (Zhe jiang) Co Ltd T-BAT H 17.3 V2 (x3) w/ SolaX X1-Hybrid-3.7-D | 15.5 |  |  | Solax Power Network Technology (Zhe jiang) Co Ltd | T-BAT H 17.3 V2 | 3 | SolaX | X1-Hybrid-3.7-D | SolaX Triple Power | 2025-08-17
2024-05-14 | HBS11336 | Solax Power Network Technology (Zhe jiang) Co Ltd T-BAT H 11.5 V2 (x2) w/ SolaX X1-Hybrid-3.7-D Chint DDSU666 | 10.4 |  |  | Solax Power Network Technology (Zhe jiang) Co Ltd | T-BAT H 11.5 V2 | 2 | SolaX | X1-Hybrid-3.7-D | SolaX Triple Power | 2025-08-17
2024-05-14 | HBS11337 | Solax Power Network Technology (Zhe jiang) Co Ltd T-BAT H 17.3 V2 (x3) w/ SolaX X1-Hybrid-3.7-D Chint DDSU666 | 15.5 |  |  | Solax Power Network Technology (Zhe jiang) Co Ltd | T-BAT H 17.3 V2 | 3 | SolaX | X1-Hybrid-3.7-D | SolaX Triple Power | 2025-08-17
2024-05-14 | HBS11338 | Solax Power Network Technology (Zhe jiang) Co Ltd T-BAT H 11.5 V2 (x2) w/ SolaX X1-Hybrid-3.7-D Chint DDSU666-CT | 10.4 |  |  | Solax Power Network Technology (Zhe jiang) Co Ltd | T-BAT H 11.5 V2 | 2 | SolaX | X1-Hybrid-3.7-D | SolaX Triple Power | 2025-08-17
2024-05-14 | HBS11339 | Solax Power Network Technology (Zhe jiang) Co Ltd T-BAT H 17.3 V2 (x3) w/ SolaX X1-Hybrid-3.7-D Chint DDSU666-CT | 15.5 |  |  | Solax Power Network Technology (Zhe jiang) Co Ltd | T-BAT H 17.3 V2 | 3 | SolaX | X1-Hybrid-3.7-D | SolaX Triple Power | 2025-08-17
2024-05-14 | HBS11340 | Solax Power Network Technology (Zhe jiang) Co Ltd T-BAT H 11.5 V2 (x2) w/ SolaX X1-Hybrid-3.7-D Reposit Power Reposit V4 Controller | 10.4 |  |  | Solax Power Network Technology (Zhe jiang) Co Ltd | T-BAT H 11.5 V2 | 2 | SolaX | X1-Hybrid-3.7-D | SolaX Triple Power | 2025-08-17
2024-05-14 | HBS11341 | Solax Power Network Technology (Zhe jiang) Co Ltd T-BAT H 17.3 V2 (x3) w/ SolaX X1-Hybrid-3.7-D Reposit Power Reposit V4 Controller | 15.5 |  |  | Solax Power Network Technology (Zhe jiang) Co Ltd | T-BAT H 17.3 V2 | 3 | SolaX | X1-Hybrid-3.7-D | SolaX Triple Power | 2025-08-17
2024-05-14 | HBS11342 | Solax Power Network Technology (Zhe jiang) Co Ltd T-BAT H 11.5 V2 (x2) w/ SolaX X1-Hybrid-5.0-D | 10.4 |  |  | Solax Power Network Technology (Zhe jiang) Co Ltd | T-BAT H 11.5 V2 | 2 | SolaX | X1-Hybrid-5.0-D | SolaX Triple Power | 2025-08-17
2024-05-14 | HBS11343 | Solax Power Network Technology (Zhe jiang) Co Ltd T-BAT H 17.3 V2 (x3) w/ SolaX X1-Hybrid-5.0-D | 15.5 |  |  | Solax Power Network Technology (Zhe jiang) Co Ltd | T-BAT H 17.3 V2 | 3 | SolaX | X1-Hybrid-5.0-D | SolaX Triple Power | 2025-08-17
2024-05-14 | HBS11344 | Solax Power Network Technology (Zhe jiang) Co Ltd T-BAT H 11.5 V2 (x2) w/ SolaX X1-Hybrid-5.0-D Chint DDSU666 | 10.4 |  |  | Solax Power Network Technology (Zhe jiang) Co Ltd | T-BAT H 11.5 V2 | 2 | SolaX | X1-Hybrid-5.0-D | SolaX Triple Power | 2025-08-17
2024-05-14 | HBS11345 | Solax Power Network Technology (Zhe jiang) Co Ltd T-BAT H 17.3 V2 (x3) w/ SolaX X1-Hybrid-5.0-D Chint DDSU666 | 15.5 |  |  | Solax Power Network Technology (Zhe jiang) Co Ltd | T-BAT H 17.3 V2 | 3 | SolaX | X1-Hybrid-5.0-D | SolaX Triple Power | 2025-08-17
2024-05-14 | HBS11346 | Solax Power Network Technology (Zhe jiang) Co Ltd T-BAT H 11.5 V2 (x2) w/ SolaX X1-Hybrid-5.0-D Chint DDSU666-CT | 10.4 |  |  | Solax Power Network Technology (Zhe jiang) Co Ltd | T-BAT H 11.5 V2 | 2 | SolaX | X1-Hybrid-5.0-D | SolaX Triple Power | 2025-08-17
2024-05-14 | HBS11347 | Solax Power Network Technology (Zhe jiang) Co Ltd T-BAT H 17.3 V2 (x3) w/ SolaX X1-Hybrid-5.0-D Chint DDSU666-CT | 15.5 |  |  | Solax Power Network Technology (Zhe jiang) Co Ltd | T-BAT H 17.3 V2 | 3 | SolaX | X1-Hybrid-5.0-D | SolaX Triple Power | 2025-08-17
2024-05-14 | HBS11348 | Solax Power Network Technology (Zhe jiang) Co Ltd T-BAT H 11.5 V2 (x2) w/ SolaX X1-Hybrid-5.0-D Reposit Power Reposit V4 Controller | 10.4 |  |  | Solax Power Network Technology (Zhe jiang) Co Ltd | T-BAT H 11.5 V2 | 2 | SolaX | X1-Hybrid-5.0-D | SolaX Triple Power | 2025-08-17
2024-05-14 | HBS11349 | Solax Power Network Technology (Zhe jiang) Co Ltd T-BAT H 17.3 V2 (x3) w/ SolaX X1-Hybrid-5.0-D Reposit Power Reposit V4 Controller | 15.5 |  |  | Solax Power Network Technology (Zhe jiang) Co Ltd | T-BAT H 17.3 V2 | 3 | SolaX | X1-Hybrid-5.0-D | SolaX Triple Power | 2025-08-17
2024-05-14 | HBS11350 | Solax Power Network Technology (Zhe jiang) Co Ltd T-BAT H 11.5 V2 (x2) w/ SolaX X1-Hybrid-6.0-D | 10.4 |  |  | Solax Power Network Technology (Zhe jiang) Co Ltd | T-BAT H 11.5 V2 | 2 | SolaX | X1-Hybrid-6.0-D | SolaX Triple Power | 2025-08-17
2024-05-14 | HBS11351 | Solax Power Network Technology (Zhe jiang) Co Ltd T-BAT H 17.3 V2 (x3) w/ SolaX X1-Hybrid-6.0-D | 15.5 |  |  | Solax Power Network Technology (Zhe jiang) Co Ltd | T-BAT H 17.3 V2 | 3 | SolaX | X1-Hybrid-6.0-D | SolaX Triple Power | 2025-08-17
2024-05-14 | HBS11352 | Solax Power Network Technology (Zhe jiang) Co Ltd T-BAT H 11.5 V2 (x2) w/ SolaX X1-Hybrid-6.0-D Chint DDSU666 | 10.4 |  |  | Solax Power Network Technology (Zhe jiang) Co Ltd | T-BAT H 11.5 V2 | 2 | SolaX | X1-Hybrid-6.0-D | SolaX Triple Power | 2025-08-17
2024-05-14 | HBS11353 | Solax Power Network Technology (Zhe jiang) Co Ltd T-BAT H 17.3 V2 (x3) w/ SolaX X1-Hybrid-6.0-D Chint DDSU666 | 15.5 |  |  | Solax Power Network Technology (Zhe jiang) Co Ltd | T-BAT H 17.3 V2 | 3 | SolaX | X1-Hybrid-6.0-D | SolaX Triple Power | 2025-08-17
2024-05-14 | HBS11354 | Solax Power Network Technology (Zhe jiang) Co Ltd T-BAT H 11.5 V2 (x2) w/ SolaX X1-Hybrid-6.0-D Chint DDSU666-CT | 10.4 |  |  | Solax Power Network Technology (Zhe jiang) Co Ltd | T-BAT H 11.5 V2 | 2 | SolaX | X1-Hybrid-6.0-D | SolaX Triple Power | 2025-08-17
2024-05-14 | HBS11355 | Solax Power Network Technology (Zhe jiang) Co Ltd T-BAT H 17.3 V2 (x3) w/ SolaX X1-Hybrid-6.0-D Chint DDSU666-CT | 15.5 |  |  | Solax Power Network Technology (Zhe jiang) Co Ltd | T-BAT H 17.3 V2 | 3 | SolaX | X1-Hybrid-6.0-D | SolaX Triple Power | 2025-08-17
2024-05-14 | HBS11356 | Solax Power Network Technology (Zhe jiang) Co Ltd T-BAT H 11.5 V2 (x2) w/ SolaX X1-Hybrid-6.0-D Reposit Power Reposit V4 Controller | 10.4 |  |  | Solax Power Network Technology (Zhe jiang) Co Ltd | T-BAT H 11.5 V2 | 2 | SolaX | X1-Hybrid-6.0-D | SolaX Triple Power | 2025-08-17
2024-05-14 | HBS11357 | Solax Power Network Technology (Zhe jiang) Co Ltd T-BAT H 17.3 V2 (x3) w/ SolaX X1-Hybrid-6.0-D Reposit Power Reposit V4 Controller | 15.5 |  |  | Solax Power Network Technology (Zhe jiang) Co Ltd | T-BAT H 17.3 V2 | 3 | SolaX | X1-Hybrid-6.0-D | SolaX Triple Power | 2025-08-17
2024-05-14 | HBS11358 | Solax Power Network Technology (Zhe jiang) Co Ltd T-BAT H 11.5 V2 (x2) w/ SolaX X1-Hybrid-7.5-D | 10.4 |  |  | Solax Power Network Technology (Zhe jiang) Co Ltd | T-BAT H 11.5 V2 | 2 | SolaX | X1-Hybrid-7.5-D | SolaX Triple Power | 2025-08-17
2024-05-14 | HBS11359 | Solax Power Network Technology (Zhe jiang) Co Ltd T-BAT H 17.3 V2 (x3) w/ SolaX X1-Hybrid-7.5-D | 15.5 |  |  | Solax Power Network Technology (Zhe jiang) Co Ltd | T-BAT H 17.3 V2 | 3 | SolaX | X1-Hybrid-7.5-D | SolaX Triple Power | 2025-08-17
2024-05-14 | HBS11360 | Solax Power Network Technology (Zhe jiang) Co Ltd T-BAT H 11.5 V2 (x2) w/ SolaX X1-Hybrid-7.5-D Chint DDSU666 | 10.4 |  |  | Solax Power Network Technology (Zhe jiang) Co Ltd | T-BAT H 11.5 V2 | 2 | SolaX | X1-Hybrid-7.5-D | SolaX Triple Power | 2025-08-17
2024-05-14 | HBS11361 | Solax Power Network Technology (Zhe jiang) Co Ltd T-BAT H 17.3 V2 (x3) w/ SolaX X1-Hybrid-7.5-D Chint DDSU666 | 15.5 |  |  | Solax Power Network Technology (Zhe jiang) Co Ltd | T-BAT H 17.3 V2 | 3 | SolaX | X1-Hybrid-7.5-D | SolaX Triple Power | 2025-08-17
2024-05-14 | HBS11362 | Solax Power Network Technology (Zhe jiang) Co Ltd T-BAT H 11.5 V2 (x2) w/ SolaX X1-Hybrid-7.5-D Chint DDSU666-CT | 10.4 |  |  | Solax Power Network Technology (Zhe jiang) Co Ltd | T-BAT H 11.5 V2 | 2 | SolaX | X1-Hybrid-7.5-D | SolaX Triple Power | 2025-08-17
2024-05-14 | HBS11363 | Solax Power Network Technology (Zhe jiang) Co Ltd T-BAT H 17.3 V2 (x3) w/ SolaX X1-Hybrid-7.5-D Chint DDSU666-CT | 15.5 |  |  | Solax Power Network Technology (Zhe jiang) Co Ltd | T-BAT H 17.3 V2 | 3 | SolaX | X1-Hybrid-7.5-D | SolaX Triple Power | 2025-08-17
2024-05-14 | HBS11364 | Solax Power Network Technology (Zhe jiang) Co Ltd T-BAT H 11.5 V2 (x2) w/ SolaX X1-Hybrid-7.5-D Reposit Power Reposit V4 Controller | 10.4 |  |  | Solax Power Network Technology (Zhe jiang) Co Ltd | T-BAT H 11.5 V2 | 2 | SolaX | X1-Hybrid-7.5-D | SolaX Triple Power | 2025-08-17
2024-05-14 | HBS11365 | Solax Power Network Technology (Zhe jiang) Co Ltd T-BAT H 17.3 V2 (x3) w/ SolaX X1-Hybrid-7.5-D Reposit Power Reposit V4 Controller | 15.5 |  |  | Solax Power Network Technology (Zhe jiang) Co Ltd | T-BAT H 17.3 V2 | 3 | SolaX | X1-Hybrid-7.5-D | SolaX Triple Power | 2025-08-17
2024-05-14 | HBS11366 | Solax Power Network Technology (Zhe jiang) Co Ltd T-BAT H 11.5 V2 (x2) w/ SolaX X3-Hybrid-5.0-D | 10.4 |  |  | Solax Power Network Technology (Zhe jiang) Co Ltd | T-BAT H 11.5 V2 | 2 | SolaX | X3-Hybrid-5.0-D | SolaX Triple Power | 2025-04-05
2024-05-14 | HBS11367 | Solax Power Network Technology (Zhe jiang) Co Ltd T-BAT H 17.3 V2 (x3) w/ SolaX X3-Hybrid-5.0-D | 15.5 |  |  | Solax Power Network Technology (Zhe jiang) Co Ltd | T-BAT H 17.3 V2 | 3 | SolaX | X3-Hybrid-5.0-D | SolaX Triple Power | 2025-04-05
2024-05-14 | HBS11368 | Solax Power Network Technology (Zhe jiang) Co Ltd T-BAT H 23 V2 (x4) w/ SolaX X3-Hybrid-5.0-D | 20.7 |  |  | Solax Power Network Technology (Zhe jiang) Co Ltd | T-BAT H 23 V2 | 4 | SolaX | X3-Hybrid-5.0-D | SolaX Triple Power | 2025-04-05
2024-05-14 | HBS11369 | Solax Power Network Technology (Zhe jiang) Co Ltd T-BAT H 11.5 V2 (x2) w/ SolaX X3-Hybrid-5.0-D Chint DDSU666 | 10.4 |  |  | Solax Power Network Technology (Zhe jiang) Co Ltd | T-BAT H 11.5 V2 | 2 | SolaX | X3-Hybrid-5.0-D | SolaX Triple Power | 2025-04-05
2024-05-14 | HBS11370 | Solax Power Network Technology (Zhe jiang) Co Ltd T-BAT H 17.3 V2 (x3) w/ SolaX X3-Hybrid-5.0-D Chint DDSU666 | 15.5 |  |  | Solax Power Network Technology (Zhe jiang) Co Ltd | T-BAT H 17.3 V2 | 3 | SolaX | X3-Hybrid-5.0-D | SolaX Triple Power | 2025-04-05
2024-05-14 | HBS11371 | Solax Power Network Technology (Zhe jiang) Co Ltd T-BAT H 23 V2 (x4) w/ SolaX X3-Hybrid-5.0-D Chint DDSU666 | 20.7 |  |  | Solax Power Network Technology (Zhe jiang) Co Ltd | T-BAT H 23 V2 | 4 | SolaX | X3-Hybrid-5.0-D | SolaX Triple Power | 2025-04-05
2024-05-14 | HBS11372 | Solax Power Network Technology (Zhe jiang) Co Ltd T-BAT H 11.5 V2 (x2) w/ SolaX X3-Hybrid-5.0-D Chint DDSU666-CT | 10.4 |  |  | Solax Power Network Technology (Zhe jiang) Co Ltd | T-BAT H 11.5 V2 | 2 | SolaX | X3-Hybrid-5.0-D | SolaX Triple Power | 2025-04-05
2024-05-14 | HBS11373 | Solax Power Network Technology (Zhe jiang) Co Ltd T-BAT H 17.3 V2 (x3) w/ SolaX X3-Hybrid-5.0-D Chint DDSU666-CT | 15.5 |  |  | Solax Power Network Technology (Zhe jiang) Co Ltd | T-BAT H 17.3 V2 | 3 | SolaX | X3-Hybrid-5.0-D | SolaX Triple Power | 2025-04-05
2024-05-14 | HBS11374 | Solax Power Network Technology (Zhe jiang) Co Ltd T-BAT H 23 V2 (x4) w/ SolaX X3-Hybrid-5.0-D Chint DDSU666-CT | 20.7 |  |  | Solax Power Network Technology (Zhe jiang) Co Ltd | T-BAT H 23 V2 | 4 | SolaX | X3-Hybrid-5.0-D | SolaX Triple Power | 2025-04-05
2024-05-14 | HBS11375 | Solax Power Network Technology (Zhe jiang) Co Ltd T-BAT H 11.5 V2 (x2) w/ SolaX X3-Hybrid-5.0-D Reposit Power Reposit V4 Controller | 10.4 |  |  | Solax Power Network Technology (Zhe jiang) Co Ltd | T-BAT H 11.5 V2 | 2 | SolaX | X3-Hybrid-5.0-D | SolaX Triple Power | 2025-04-05
2024-05-14 | HBS11376 | Solax Power Network Technology (Zhe jiang) Co Ltd T-BAT H 17.3 V2 (x3) w/ SolaX X3-Hybrid-5.0-D Reposit Power Reposit V4 Controller | 15.5 |  |  | Solax Power Network Technology (Zhe jiang) Co Ltd | T-BAT H 17.3 V2 | 3 | SolaX | X3-Hybrid-5.0-D | SolaX Triple Power | 2025-04-05
2024-05-14 | HBS11377 | Solax Power Network Technology (Zhe jiang) Co Ltd T-BAT H 23 V2 (x4) w/ SolaX X3-Hybrid-5.0-D Reposit Power Reposit V4 Controller | 20.7 |  |  | Solax Power Network Technology (Zhe jiang) Co Ltd | T-BAT H 23 V2 | 4 | SolaX | X3-Hybrid-5.0-D | SolaX Triple Power | 2025-04-05
2024-05-14 | HBS11378 | Solax Power Network Technology (Zhe jiang) Co Ltd T-BAT H 11.5 V2 (x2) w/ SolaX X3-Hybrid-6.0-D | 10.4 |  |  | Solax Power Network Technology (Zhe jiang) Co Ltd | T-BAT H 11.5 V2 | 2 | SolaX | X3-Hybrid-6.0-D | SolaX Triple Power | 2025-04-05
2024-05-14 | HBS11379 | Solax Power Network Technology (Zhe jiang) Co Ltd T-BAT H 17.3 V2 (x3) w/ SolaX X3-Hybrid-6.0-D | 15.5 |  |  | Solax Power Network Technology (Zhe jiang) Co Ltd | T-BAT H 17.3 V2 | 3 | SolaX | X3-Hybrid-6.0-D | SolaX Triple Power | 2025-04-05
2024-05-14 | HBS11380 | Solax Power Network Technology (Zhe jiang) Co Ltd T-BAT H 23 V2 (x4) w/ SolaX X3-Hybrid-6.0-D | 20.7 |  |  | Solax Power Network Technology (Zhe jiang) Co Ltd | T-BAT H 23 V2 | 4 | SolaX | X3-Hybrid-6.0-D | SolaX Triple Power | 2025-04-05
2024-05-14 | HBS11381 | Solax Power Network Technology (Zhe jiang) Co Ltd T-BAT H 11.5 V2 (x2) w/ SolaX X3-Hybrid-6.0-D Chint DDSU666 | 10.4 |  |  | Solax Power Network Technology (Zhe jiang) Co Ltd | T-BAT H 11.5 V2 | 2 | SolaX | X3-Hybrid-6.0-D | SolaX Triple Power | 2025-04-05
2024-05-14 | HBS11382 | Solax Power Network Technology (Zhe jiang) Co Ltd T-BAT H 17.3 V2 (x3) w/ SolaX X3-Hybrid-6.0-D Chint DDSU666 | 15.5 |  |  | Solax Power Network Technology (Zhe jiang) Co Ltd | T-BAT H 17.3 V2 | 3 | SolaX | X3-Hybrid-6.0-D | SolaX Triple Power | 2025-04-05
2024-05-14 | HBS11383 | Solax Power Network Technology (Zhe jiang) Co Ltd T-BAT H 23 V2 (x4) w/ SolaX X3-Hybrid-6.0-D Chint DDSU666 | 20.7 |  |  | Solax Power Network Technology (Zhe jiang) Co Ltd | T-BAT H 23 V2 | 4 | SolaX | X3-Hybrid-6.0-D | SolaX Triple Power | 2025-04-05
2024-05-14 | HBS11384 | Solax Power Network Technology (Zhe jiang) Co Ltd T-BAT H 11.5 V2 (x2) w/ SolaX X3-Hybrid-6.0-D Chint DDSU666-CT | 10.4 |  |  | Solax Power Network Technology (Zhe jiang) Co Ltd | T-BAT H 11.5 V2 | 2 | SolaX | X3-Hybrid-6.0-D | SolaX Triple Power | 2025-04-05
2024-05-14 | HBS11385 | Solax Power Network Technology (Zhe jiang) Co Ltd T-BAT H 17.3 V2 (x3) w/ SolaX X3-Hybrid-6.0-D Chint DDSU666-CT | 15.5 |  |  | Solax Power Network Technology (Zhe jiang) Co Ltd | T-BAT H 17.3 V2 | 3 | SolaX | X3-Hybrid-6.0-D | SolaX Triple Power | 2025-04-05
2024-05-14 | HBS11386 | Solax Power Network Technology (Zhe jiang) Co Ltd T-BAT H 23 V2 (x4) w/ SolaX X3-Hybrid-6.0-D Chint DDSU666-CT | 20.7 |  |  | Solax Power Network Technology (Zhe jiang) Co Ltd | T-BAT H 23 V2 | 4 | SolaX | X3-Hybrid-6.0-D | SolaX Triple Power | 2025-04-05
2024-05-14 | HBS11387 | Solax Power Network Technology (Zhe jiang) Co Ltd T-BAT H 11.5 V2 (x2) w/ SolaX X3-Hybrid-6.0-D Reposit Power Reposit V4 Controller | 10.4 |  |  | Solax Power Network Technology (Zhe jiang) Co Ltd | T-BAT H 11.5 V2 | 2 | SolaX | X3-Hybrid-6.0-D | SolaX Triple Power | 2025-04-05
2024-05-14 | HBS11388 | Solax Power Network Technology (Zhe jiang) Co Ltd T-BAT H 17.3 V2 (x3) w/ SolaX X3-Hybrid-6.0-D Reposit Power Reposit V4 Controller | 15.5 |  |  | Solax Power Network Technology (Zhe jiang) Co Ltd | T-BAT H 17.3 V2 | 3 | SolaX | X3-Hybrid-6.0-D | SolaX Triple Power | 2025-04-05
2024-05-14 | HBS11389 | Solax Power Network Technology (Zhe jiang) Co Ltd T-BAT H 23 V2 (x4) w/ SolaX X3-Hybrid-6.0-D Reposit Power Reposit V4 Controller | 20.7 |  |  | Solax Power Network Technology (Zhe jiang) Co Ltd | T-BAT H 23 V2 | 4 | SolaX | X3-Hybrid-6.0-D | SolaX Triple Power | 2025-04-05
2024-05-14 | HBS11390 | Solax Power Network Technology (Zhe jiang) Co Ltd T-BAT H 11.5 V2 (x2) w/ SolaX X3-Hybrid-8.0-D | 10.4 |  |  | Solax Power Network Technology (Zhe jiang) Co Ltd | T-BAT H 11.5 V2 | 2 | SolaX | X3-Hybrid-8.0-D | SolaX Triple Power | 2025-04-05
2024-05-14 | HBS11391 | Solax Power Network Technology (Zhe jiang) Co Ltd T-BAT H 17.3 V2 (x3) w/ SolaX X3-Hybrid-8.0-D | 15.5 |  |  | Solax Power Network Technology (Zhe jiang) Co Ltd | T-BAT H 17.3 V2 | 3 | SolaX | X3-Hybrid-8.0-D | SolaX Triple Power | 2025-04-05
2024-05-14 | HBS11392 | Solax Power Network Technology (Zhe jiang) Co Ltd T-BAT H 23 V2 (x4) w/ SolaX X3-Hybrid-8.0-D | 20.7 |  |  | Solax Power Network Technology (Zhe jiang) Co Ltd | T-BAT H 23 V2 | 4 | SolaX | X3-Hybrid-8.0-D | SolaX Triple Power | 2025-04-05
2024-05-14 | HBS11393 | Solax Power Network Technology (Zhe jiang) Co Ltd T-BAT H 11.5 V2 (x2) w/ SolaX X3-Hybrid-8.0-D Chint DDSU666 | 10.4 |  |  | Solax Power Network Technology (Zhe jiang) Co Ltd | T-BAT H 11.5 V2 | 2 | SolaX | X3-Hybrid-8.0-D | SolaX Triple Power | 2025-04-05
2024-05-14 | HBS11394 | Solax Power Network Technology (Zhe jiang) Co Ltd T-BAT H 17.3 V2 (x3) w/ SolaX X3-Hybrid-8.0-D Chint DDSU666 | 15.5 |  |  | Solax Power Network Technology (Zhe jiang) Co Ltd | T-BAT H 17.3 V2 | 3 | SolaX | X3-Hybrid-8.0-D | SolaX Triple Power | 2025-04-05
2024-05-14 | HBS11395 | Solax Power Network Technology (Zhe jiang) Co Ltd T-BAT H 23 V2 (x4) w/ SolaX X3-Hybrid-8.0-D Chint DDSU666 | 20.7 |  |  | Solax Power Network Technology (Zhe jiang) Co Ltd | T-BAT H 23 V2 | 4 | SolaX | X3-Hybrid-8.0-D | SolaX Triple Power | 2025-04-05
2024-05-14 | HBS11396 | Solax Power Network Technology (Zhe jiang) Co Ltd T-BAT H 11.5 V2 (x2) w/ SolaX X3-Hybrid-8.0-D Chint DDSU666-CT | 10.4 |  |  | Solax Power Network Technology (Zhe jiang) Co Ltd | T-BAT H 11.5 V2 | 2 | SolaX | X3-Hybrid-8.0-D | SolaX Triple Power | 2025-04-05
2024-05-14 | HBS11397 | Solax Power Network Technology (Zhe jiang) Co Ltd T-BAT H 17.3 V2 (x3) w/ SolaX X3-Hybrid-8.0-D Chint DDSU666-CT | 15.5 |  |  | Solax Power Network Technology (Zhe jiang) Co Ltd | T-BAT H 17.3 V2 | 3 | SolaX | X3-Hybrid-8.0-D | SolaX Triple Power | 2025-04-05
2024-05-14 | HBS11398 | Solax Power Network Technology (Zhe jiang) Co Ltd T-BAT H 23 V2 (x4) w/ SolaX X3-Hybrid-8.0-D Chint DDSU666-CT | 20.7 |  |  | Solax Power Network Technology (Zhe jiang) Co Ltd | T-BAT H 23 V2 | 4 | SolaX | X3-Hybrid-8.0-D | SolaX Triple Power | 2025-04-05
2024-05-14 | HBS11399 | Solax Power Network Technology (Zhe jiang) Co Ltd T-BAT H 11.5 V2 (x2) w/ SolaX X3-Hybrid-8.0-D Reposit Power Reposit V4 Controller | 10.4 |  |  | Solax Power Network Technology (Zhe jiang) Co Ltd | T-BAT H 11.5 V2 | 2 | SolaX | X3-Hybrid-8.0-D | SolaX Triple Power | 2025-04-05
2024-05-14 | HBS11400 | Solax Power Network Technology (Zhe jiang) Co Ltd T-BAT H 17.3 V2 (x3) w/ SolaX X3-Hybrid-8.0-D Reposit Power Reposit V4 Controller | 15.5 |  |  | Solax Power Network Technology (Zhe jiang) Co Ltd | T-BAT H 17.3 V2 | 3 | SolaX | X3-Hybrid-8.0-D | SolaX Triple Power | 2025-04-05
2024-05-14 | HBS11401 | Solax Power Network Technology (Zhe jiang) Co Ltd T-BAT H 23 V2 (x4) w/ SolaX X3-Hybrid-8.0-D Reposit Power Reposit V4 Controller | 20.7 |  |  | Solax Power Network Technology (Zhe jiang) Co Ltd | T-BAT H 23 V2 | 4 | SolaX | X3-Hybrid-8.0-D | SolaX Triple Power | 2025-04-05
2024-05-14 | HBS11402 | Solax Power Network Technology (Zhe jiang) Co Ltd T-BAT H 11.5 V2 (x2) w/ SolaX X3-Hybrid-10.0-D | 10.4 |  |  | Solax Power Network Technology (Zhe jiang) Co Ltd | T-BAT H 11.5 V2 | 2 | SolaX | X3-Hybrid-10.0-D | SolaX Triple Power | 2025-04-05
2024-05-14 | HBS11403 | Solax Power Network Technology (Zhe jiang) Co Ltd T-BAT H 17.3 V2 (x3) w/ SolaX X3-Hybrid-10.0-D | 15.5 |  |  | Solax Power Network Technology (Zhe jiang) Co Ltd | T-BAT H 17.3 V2 | 3 | SolaX | X3-Hybrid-10.0-D | SolaX Triple Power | 2025-04-05
2024-05-14 | HBS11404 | Solax Power Network Technology (Zhe jiang) Co Ltd T-BAT H 23 V2 (x4) w/ SolaX X3-Hybrid-10.0-D | 20.7 |  |  | Solax Power Network Technology (Zhe jiang) Co Ltd | T-BAT H 23 V2 | 4 | SolaX | X3-Hybrid-10.0-D | SolaX Triple Power | 2025-04-05
2024-05-14 | HBS11405 | Solax Power Network Technology (Zhe jiang) Co Ltd T-BAT H 11.5 V2 (x2) w/ SolaX X3-Hybrid-10.0-D Chint DDSU666 | 10.4 |  |  | Solax Power Network Technology (Zhe jiang) Co Ltd | T-BAT H 11.5 V2 | 2 | SolaX | X3-Hybrid-10.0-D | SolaX Triple Power | 2025-04-05
2024-05-14 | HBS11406 | Solax Power Network Technology (Zhe jiang) Co Ltd T-BAT H 17.3 V2 (x3) w/ SolaX X3-Hybrid-10.0-D Chint DDSU666 | 15.5 |  |  | Solax Power Network Technology (Zhe jiang) Co Ltd | T-BAT H 17.3 V2 | 3 | SolaX | X3-Hybrid-10.0-D | SolaX Triple Power | 2025-04-05
2024-05-14 | HBS11407 | Solax Power Network Technology (Zhe jiang) Co Ltd T-BAT H 23 V2 (x4) w/ SolaX X3-Hybrid-10.0-D Chint DDSU666 | 20.7 |  |  | Solax Power Network Technology (Zhe jiang) Co Ltd | T-BAT H 23 V2 | 4 | SolaX | X3-Hybrid-10.0-D | SolaX Triple Power | 2025-04-05
2024-05-14 | HBS11408 | Solax Power Network Technology (Zhe jiang) Co Ltd T-BAT H 11.5 V2 (x2) w/ SolaX X3-Hybrid-10.0-D Chint DDSU666-CT | 10.4 |  |  | Solax Power Network Technology (Zhe jiang) Co Ltd | T-BAT H 11.5 V2 | 2 | SolaX | X3-Hybrid-10.0-D | SolaX Triple Power | 2025-04-05
2024-05-14 | HBS11409 | Solax Power Network Technology (Zhe jiang) Co Ltd T-BAT H 17.3 V2 (x3) w/ SolaX X3-Hybrid-10.0-D Chint DDSU666-CT | 15.5 |  |  | Solax Power Network Technology (Zhe jiang) Co Ltd | T-BAT H 17.3 V2 | 3 | SolaX | X3-Hybrid-10.0-D | SolaX Triple Power | 2025-04-05
2024-05-14 | HBS11410 | Solax Power Network Technology (Zhe jiang) Co Ltd T-BAT H 23 V2 (x4) w/ SolaX X3-Hybrid-10.0-D Chint DDSU666-CT | 20.7 |  |  | Solax Power Network Technology (Zhe jiang) Co Ltd | T-BAT H 23 V2 | 4 | SolaX | X3-Hybrid-10.0-D | SolaX Triple Power | 2025-04-05
2024-05-14 | HBS11411 | Solax Power Network Technology (Zhe jiang) Co Ltd T-BAT H 11.5 V2 (x2) w/ SolaX X3-Hybrid-10.0-D Reposit Power Reposit V4 Controller | 10.4 |  |  | Solax Power Network Technology (Zhe jiang) Co Ltd | T-BAT H 11.5 V2 | 2 | SolaX | X3-Hybrid-10.0-D | SolaX Triple Power | 2025-04-05
2024-05-14 | HBS11412 | Solax Power Network Technology (Zhe jiang) Co Ltd T-BAT H 17.3 V2 (x3) w/ SolaX X3-Hybrid-10.0-D Reposit Power Reposit V4 Controller | 15.5 |  |  | Solax Power Network Technology (Zhe jiang) Co Ltd | T-BAT H 17.3 V2 | 3 | SolaX | X3-Hybrid-10.0-D | SolaX Triple Power | 2025-04-05
2024-05-14 | HBS11413 | Solax Power Network Technology (Zhe jiang) Co Ltd T-BAT H 23 V2 (x4) w/ SolaX X3-Hybrid-10.0-D Reposit Power Reposit V4 Controller | 20.7 |  |  | Solax Power Network Technology (Zhe jiang) Co Ltd | T-BAT H 23 V2 | 4 | SolaX | X3-Hybrid-10.0-D | SolaX Triple Power | 2025-04-05
2024-05-14 | HBS11414 | Solax Power Network Technology (Zhe jiang) Co Ltd T-BAT H 11.5 V2 (x2) w/ SolaX X3-Hybrid-12.0-D | 10.4 |  |  | Solax Power Network Technology (Zhe jiang) Co Ltd | T-BAT H 11.5 V2 | 2 | SolaX | X3-Hybrid-12.0-D | SolaX Triple Power | 2025-04-05
2024-05-14 | HBS11415 | Solax Power Network Technology (Zhe jiang) Co Ltd T-BAT H 17.3 V2 (x3) w/ SolaX X3-Hybrid-12.0-D | 15.5 |  |  | Solax Power Network Technology (Zhe jiang) Co Ltd | T-BAT H 17.3 V2 | 3 | SolaX | X3-Hybrid-12.0-D | SolaX Triple Power | 2025-04-05
2024-05-14 | HBS11416 | Solax Power Network Technology (Zhe jiang) Co Ltd T-BAT H 23 V2 (x4) w/ SolaX X3-Hybrid-12.0-D | 20.7 |  |  | Solax Power Network Technology (Zhe jiang) Co Ltd | T-BAT H 23 V2 | 4 | SolaX | X3-Hybrid-12.0-D | SolaX Triple Power | 2025-04-05
2024-05-14 | HBS11417 | Solax Power Network Technology (Zhe jiang) Co Ltd T-BAT H 11.5 V2 (x2) w/ SolaX X3-Hybrid-12.0-D Chint DDSU666 | 10.4 |  |  | Solax Power Network Technology (Zhe jiang) Co Ltd | T-BAT H 11.5 V2 | 2 | SolaX | X3-Hybrid-12.0-D | SolaX Triple Power | 2025-04-05
2024-05-14 | HBS11418 | Solax Power Network Technology (Zhe jiang) Co Ltd T-BAT H 17.3 V2 (x3) w/ SolaX X3-Hybrid-12.0-D Chint DDSU666 | 15.5 |  |  | Solax Power Network Technology (Zhe jiang) Co Ltd | T-BAT H 17.3 V2 | 3 | SolaX | X3-Hybrid-12.0-D | SolaX Triple Power | 2025-04-05
2024-05-14 | HBS11419 | Solax Power Network Technology (Zhe jiang) Co Ltd T-BAT H 23 V2 (x4) w/ SolaX X3-Hybrid-12.0-D Chint DDSU666 | 20.7 |  |  | Solax Power Network Technology (Zhe jiang) Co Ltd | T-BAT H 23 V2 | 4 | SolaX | X3-Hybrid-12.0-D | SolaX Triple Power | 2025-04-05
2024-05-14 | HBS11420 | Solax Power Network Technology (Zhe jiang) Co Ltd T-BAT H 11.5 V2 (x2) w/ SolaX X3-Hybrid-12.0-D Chint DDSU666-CT | 10.4 |  |  | Solax Power Network Technology (Zhe jiang) Co Ltd | T-BAT H 11.5 V2 | 2 | SolaX | X3-Hybrid-12.0-D | SolaX Triple Power | 2025-04-05
2024-05-14 | HBS11421 | Solax Power Network Technology (Zhe jiang) Co Ltd T-BAT H 17.3 V2 (x3) w/ SolaX X3-Hybrid-12.0-D Chint DDSU666-CT | 15.5 |  |  | Solax Power Network Technology (Zhe jiang) Co Ltd | T-BAT H 17.3 V2 | 3 | SolaX | X3-Hybrid-12.0-D | SolaX Triple Power | 2025-04-05
2024-05-14 | HBS11422 | Solax Power Network Technology (Zhe jiang) Co Ltd T-BAT H 23 V2 (x4) w/ SolaX X3-Hybrid-12.0-D Chint DDSU666-CT | 20.7 |  |  | Solax Power Network Technology (Zhe jiang) Co Ltd | T-BAT H 23 V2 | 4 | SolaX | X3-Hybrid-12.0-D | SolaX Triple Power | 2025-04-05
2024-05-14 | HBS11423 | Solax Power Network Technology (Zhe jiang) Co Ltd T-BAT H 11.5 V2 (x2) w/ SolaX X3-Hybrid-12.0-D Reposit Power Reposit V4 Controller | 10.4 |  |  | Solax Power Network Technology (Zhe jiang) Co Ltd | T-BAT H 11.5 V2 | 2 | SolaX | X3-Hybrid-12.0-D | SolaX Triple Power | 2025-04-05
2024-05-14 | HBS11424 | Solax Power Network Technology (Zhe jiang) Co Ltd T-BAT H 17.3 V2 (x3) w/ SolaX X3-Hybrid-12.0-D Reposit Power Reposit V4 Controller | 15.5 |  |  | Solax Power Network Technology (Zhe jiang) Co Ltd | T-BAT H 17.3 V2 | 3 | SolaX | X3-Hybrid-12.0-D | SolaX Triple Power | 2025-04-05
2024-05-14 | HBS11425 | Solax Power Network Technology (Zhe jiang) Co Ltd T-BAT H 23 V2 (x4) w/ SolaX X3-Hybrid-12.0-D Reposit Power Reposit V4 Controller | 20.7 |  |  | Solax Power Network Technology (Zhe jiang) Co Ltd | T-BAT H 23 V2 | 4 | SolaX | X3-Hybrid-12.0-D | SolaX Triple Power | 2025-04-05
2024-05-14 | HBS11426 | Solax Power Network Technology (Zhe jiang) Co Ltd T-BAT H 11.5 V2 (x2) w/ SolaX X3-Hybrid-15.0-D | 10.4 |  |  | Solax Power Network Technology (Zhe jiang) Co Ltd | T-BAT H 11.5 V2 | 2 | SolaX | X3-Hybrid-15.0-D | SolaX Triple Power | 2025-04-05
2024-05-14 | HBS11427 | Solax Power Network Technology (Zhe jiang) Co Ltd T-BAT H 17.3 V2 (x3) w/ SolaX X3-Hybrid-15.0-D | 15.5 |  |  | Solax Power Network Technology (Zhe jiang) Co Ltd | T-BAT H 17.3 V2 | 3 | SolaX | X3-Hybrid-15.0-D | SolaX Triple Power | 2025-04-05
2024-05-14 | HBS11428 | Solax Power Network Technology (Zhe jiang) Co Ltd T-BAT H 23 V2 (x4) w/ SolaX X3-Hybrid-15.0-D | 20.7 |  |  | Solax Power Network Technology (Zhe jiang) Co Ltd | T-BAT H 23 V2 | 4 | SolaX | X3-Hybrid-15.0-D | SolaX Triple Power | 2025-04-05
2024-05-14 | HBS11429 | Solax Power Network Technology (Zhe jiang) Co Ltd T-BAT H 11.5 V2 (x2) w/ SolaX X3-Hybrid-15.0-D Chint DDSU666 | 10.4 |  |  | Solax Power Network Technology (Zhe jiang) Co Ltd | T-BAT H 11.5 V2 | 2 | SolaX | X3-Hybrid-15.0-D | SolaX Triple Power | 2025-04-05
2024-05-14 | HBS11430 | Solax Power Network Technology (Zhe jiang) Co Ltd T-BAT H 17.3 V2 (x3) w/ SolaX X3-Hybrid-15.0-D Chint DDSU666 | 15.5 |  |  | Solax Power Network Technology (Zhe jiang) Co Ltd | T-BAT H 17.3 V2 | 3 | SolaX | X3-Hybrid-15.0-D | SolaX Triple Power | 2025-04-05
2024-05-14 | HBS11431 | Solax Power Network Technology (Zhe jiang) Co Ltd T-BAT H 23 V2 (x4) w/ SolaX X3-Hybrid-15.0-D Chint DDSU666 | 20.7 |  |  | Solax Power Network Technology (Zhe jiang) Co Ltd | T-BAT H 23 V2 | 4 | SolaX | X3-Hybrid-15.0-D | SolaX Triple Power | 2025-04-05
2024-05-14 | HBS11432 | Solax Power Network Technology (Zhe jiang) Co Ltd T-BAT H 11.5 V2 (x2) w/ SolaX X3-Hybrid-15.0-D Chint DDSU666-CT | 10.4 |  |  | Solax Power Network Technology (Zhe jiang) Co Ltd | T-BAT H 11.5 V2 | 2 | SolaX | X3-Hybrid-15.0-D | SolaX Triple Power | 2025-04-05
2024-05-14 | HBS11433 | Solax Power Network Technology (Zhe jiang) Co Ltd T-BAT H 17.3 V2 (x3) w/ SolaX X3-Hybrid-15.0-D Chint DDSU666-CT | 15.5 |  |  | Solax Power Network Technology (Zhe jiang) Co Ltd | T-BAT H 17.3 V2 | 3 | SolaX | X3-Hybrid-15.0-D | SolaX Triple Power | 2025-04-05
2024-05-14 | HBS11434 | Solax Power Network Technology (Zhe jiang) Co Ltd T-BAT H 23 V2 (x4) w/ SolaX X3-Hybrid-15.0-D Chint DDSU666-CT | 20.7 |  |  | Solax Power Network Technology (Zhe jiang) Co Ltd | T-BAT H 23 V2 | 4 | SolaX | X3-Hybrid-15.0-D | SolaX Triple Power | 2025-04-05
2024-05-14 | HBS11435 | Solax Power Network Technology (Zhe jiang) Co Ltd T-BAT H 11.5 V2 (x2) w/ SolaX X3-Hybrid-15.0-D Reposit Power Reposit V4 Controller | 10.4 |  |  | Solax Power Network Technology (Zhe jiang) Co Ltd | T-BAT H 11.5 V2 | 2 | SolaX | X3-Hybrid-15.0-D | SolaX Triple Power | 2025-04-05
2024-05-14 | HBS11436 | Solax Power Network Technology (Zhe jiang) Co Ltd T-BAT H 17.3 V2 (x3) w/ SolaX X3-Hybrid-15.0-D Reposit Power Reposit V4 Controller | 15.5 |  |  | Solax Power Network Technology (Zhe jiang) Co Ltd | T-BAT H 17.3 V2 | 3 | SolaX | X3-Hybrid-15.0-D | SolaX Triple Power | 2025-04-05
2024-05-14 | HBS11437 | Solax Power Network Technology (Zhe jiang) Co Ltd T-BAT H 23 V2 (x4) w/ SolaX X3-Hybrid-15.0-D Reposit Power Reposit V4 Controller | 20.7 |  |  | Solax Power Network Technology (Zhe jiang) Co Ltd | T-BAT H 23 V2 | 4 | SolaX | X3-Hybrid-15.0-D | SolaX Triple Power | 2025-04-05
2024-05-14 | HBS11438 | Solax Power Network Technology (Zhe jiang) Co Ltd T-BAT H 11.5 V2 (x2) w/ SolaX X1-Fit-3.7E Chint DDSU666 | 10.4 |  |  | Solax Power Network Technology (Zhe jiang) Co Ltd | T-BAT H 11.5 V2 | 2 | SolaX | X1-Fit-3.7E | SolaX Triple Power | 2025-02-09
2024-05-14 | HBS11439 | Solax Power Network Technology (Zhe jiang) Co Ltd T-BAT H 17.3 V2 (x3) w/ SolaX X1-Fit-3.7E Chint DDSU666 | 15.5 |  |  | Solax Power Network Technology (Zhe jiang) Co Ltd | T-BAT H 17.3 V2 | 3 | SolaX | X1-Fit-3.7E | SolaX Triple Power | 2025-02-09
2024-05-14 | HBS11440 | Solax Power Network Technology (Zhe jiang) Co Ltd T-BAT H 11.5 V2 (x2) w/ SolaX X1-Fit-3.7E Chint DDSU666-CT | 10.4 |  |  | Solax Power Network Technology (Zhe jiang) Co Ltd | T-BAT H 11.5 V2 | 2 | SolaX | X1-Fit-3.7E | SolaX Triple Power | 2025-02-09
2024-05-14 | HBS11441 | Solax Power Network Technology (Zhe jiang) Co Ltd T-BAT H 17.3 V2 (x3) w/ SolaX X1-Fit-3.7E Chint DDSU666-CT | 15.5 |  |  | Solax Power Network Technology (Zhe jiang) Co Ltd | T-BAT H 17.3 V2 | 3 | SolaX | X1-Fit-3.7E | SolaX Triple Power | 2025-02-09
2024-05-14 | HBS11442 | Solax Power Network Technology (Zhe jiang) Co Ltd T-BAT H 11.5 V2 (x2) w/ SolaX X1-Fit-3.7I Chint DDSU666 | 10.4 |  |  | Solax Power Network Technology (Zhe jiang) Co Ltd | T-BAT H 11.5 V2 | 2 | SolaX | X1-Fit-3.7I | SolaX Triple Power | 2025-02-09
2024-05-14 | HBS11443 | Solax Power Network Technology (Zhe jiang) Co Ltd T-BAT H 17.3 V2 (x3) w/ SolaX X1-Fit-3.7I Chint DDSU666 | 15.5 |  |  | Solax Power Network Technology (Zhe jiang) Co Ltd | T-BAT H 17.3 V2 | 3 | SolaX | X1-Fit-3.7I | SolaX Triple Power | 2025-02-09
2024-05-14 | HBS11444 | Solax Power Network Technology (Zhe jiang) Co Ltd T-BAT H 11.5 V2 (x2) w/ SolaX X1-Fit-3.7I Chint DDSU666-CT | 10.4 |  |  | Solax Power Network Technology (Zhe jiang) Co Ltd | T-BAT H 11.5 V2 | 2 | SolaX | X1-Fit-3.7I | SolaX Triple Power | 2025-02-09
2024-05-14 | HBS11445 | Solax Power Network Technology (Zhe jiang) Co Ltd T-BAT H 17.3 V2 (x3) w/ SolaX X1-Fit-3.7I Chint DDSU666-CT | 15.5 |  |  | Solax Power Network Technology (Zhe jiang) Co Ltd | T-BAT H 17.3 V2 | 3 | SolaX | X1-Fit-3.7I | SolaX Triple Power | 2025-02-09
2024-05-14 | HBS11446 | Solax Power Network Technology (Zhe jiang) Co Ltd T-BAT H 11.5 V2 (x2) w/ SolaX X1-Fit-4.6E Chint DDSU666 | 10.4 |  |  | Solax Power Network Technology (Zhe jiang) Co Ltd | T-BAT H 11.5 V2 | 2 | SolaX | X1-Fit-4.6E | SolaX Triple Power | 2025-02-09
2024-05-14 | HBS11447 | Solax Power Network Technology (Zhe jiang) Co Ltd T-BAT H 17.3 V2 (x3) w/ SolaX X1-Fit-4.6E Chint DDSU666 | 15.5 |  |  | Solax Power Network Technology (Zhe jiang) Co Ltd | T-BAT H 17.3 V2 | 3 | SolaX | X1-Fit-4.6E | SolaX Triple Power | 2025-02-09
2024-05-14 | HBS11448 | Solax Power Network Technology (Zhe jiang) Co Ltd T-BAT H 11.5 V2 (x2) w/ SolaX X1-Fit-4.6E Chint DDSU666-CT | 10.4 |  |  | Solax Power Network Technology (Zhe jiang) Co Ltd | T-BAT H 11.5 V2 | 2 | SolaX | X1-Fit-4.6E | SolaX Triple Power | 2025-02-09
2024-05-14 | HBS11449 | Solax Power Network Technology (Zhe jiang) Co Ltd T-BAT H 17.3 V2 (x3) w/ SolaX X1-Fit-4.6E Chint DDSU666-CT | 15.5 |  |  | Solax Power Network Technology (Zhe jiang) Co Ltd | T-BAT H 17.3 V2 | 3 | SolaX | X1-Fit-4.6E | SolaX Triple Power | 2025-02-09
2024-05-14 | HBS11450 | Solax Power Network Technology (Zhe jiang) Co Ltd T-BAT H 11.5 V2 (x2) w/ SolaX X1-Fit-4.6I Chint DDSU666 | 10.4 |  |  | Solax Power Network Technology (Zhe jiang) Co Ltd | T-BAT H 11.5 V2 | 2 | SolaX | X1-Fit-4.6I | SolaX Triple Power | 2025-02-09
2024-05-14 | HBS11451 | Solax Power Network Technology (Zhe jiang) Co Ltd T-BAT H 17.3 V2 (x3) w/ SolaX X1-Fit-4.6I Chint DDSU666 | 15.5 |  |  | Solax Power Network Technology (Zhe jiang) Co Ltd | T-BAT H 17.3 V2 | 3 | SolaX | X1-Fit-4.6I | SolaX Triple Power | 2025-02-09
2024-05-14 | HBS11452 | Solax Power Network Technology (Zhe jiang) Co Ltd T-BAT H 11.5 V2 (x2) w/ SolaX X1-Fit-4.6I Chint DDSU666-CT | 10.4 |  |  | Solax Power Network Technology (Zhe jiang) Co Ltd | T-BAT H 11.5 V2 | 2 | SolaX | X1-Fit-4.6I | SolaX Triple Power | 2025-02-09
2024-05-14 | HBS11453 | Solax Power Network Technology (Zhe jiang) Co Ltd T-BAT H 17.3 V2 (x3) w/ SolaX X1-Fit-4.6I Chint DDSU666-CT | 15.5 |  |  | Solax Power Network Technology (Zhe jiang) Co Ltd | T-BAT H 17.3 V2 | 3 | SolaX | X1-Fit-4.6I | SolaX Triple Power | 2025-02-09
2024-05-14 | HBS11454 | Solax Power Network Technology (Zhe jiang) Co Ltd T-BAT H 11.5 V2 (x2) w/ SolaX X1-Fit-5.0E Chint DDSU666 | 10.4 |  |  | Solax Power Network Technology (Zhe jiang) Co Ltd | T-BAT H 11.5 V2 | 2 | SolaX | X1-Fit-5.0E | SolaX Triple Power | 2025-02-09
2024-05-14 | HBS11455 | Solax Power Network Technology (Zhe jiang) Co Ltd T-BAT H 17.3 V2 (x3) w/ SolaX X1-Fit-5.0E Chint DDSU666 | 15.5 |  |  | Solax Power Network Technology (Zhe jiang) Co Ltd | T-BAT H 17.3 V2 | 3 | SolaX | X1-Fit-5.0E | SolaX Triple Power | 2025-02-09
2024-05-14 | HBS11456 | Solax Power Network Technology (Zhe jiang) Co Ltd T-BAT H 11.5 V2 (x2) w/ SolaX X1-Fit-5.0E Chint DDSU666-CT | 10.4 |  |  | Solax Power Network Technology (Zhe jiang) Co Ltd | T-BAT H 11.5 V2 | 2 | SolaX | X1-Fit-5.0E | SolaX Triple Power | 2025-02-09
2024-05-14 | HBS11457 | Solax Power Network Technology (Zhe jiang) Co Ltd T-BAT H 17.3 V2 (x3) w/ SolaX X1-Fit-5.0E Chint DDSU666-CT | 15.5 |  |  | Solax Power Network Technology (Zhe jiang) Co Ltd | T-BAT H 17.3 V2 | 3 | SolaX | X1-Fit-5.0E | SolaX Triple Power | 2025-02-09
2024-05-14 | HBS11458 | Solax Power Network Technology (Zhe jiang) Co Ltd T-BAT H 11.5 V2 (x2) w/ SolaX X1-Fit-5.0I Chint DDSU666 | 10.4 |  |  | Solax Power Network Technology (Zhe jiang) Co Ltd | T-BAT H 11.5 V2 | 2 | SolaX | X1-Fit-5.0I | SolaX Triple Power | 2025-02-09
2024-05-14 | HBS11459 | Solax Power Network Technology (Zhe jiang) Co Ltd T-BAT H 17.3 V2 (x3) w/ SolaX X1-Fit-5.0I Chint DDSU666 | 15.5 |  |  | Solax Power Network Technology (Zhe jiang) Co Ltd | T-BAT H 17.3 V2 | 3 | SolaX | X1-Fit-5.0I | SolaX Triple Power | 2025-02-09
2024-05-14 | HBS11460 | Solax Power Network Technology (Zhe jiang) Co Ltd T-BAT H 11.5 V2 (x2) w/ SolaX X1-Fit-5.0I Chint DDSU666-CT | 10.4 |  |  | Solax Power Network Technology (Zhe jiang) Co Ltd | T-BAT H 11.5 V2 | 2 | SolaX | X1-Fit-5.0I | SolaX Triple Power | 2025-02-09
2024-05-14 | HBS11461 | Solax Power Network Technology (Zhe jiang) Co Ltd T-BAT H 17.3 V2 (x3) w/ SolaX X1-Fit-5.0I Chint DDSU666-CT | 15.5 |  |  | Solax Power Network Technology (Zhe jiang) Co Ltd | T-BAT H 17.3 V2 | 3 | SolaX | X1-Fit-5.0I | SolaX Triple Power | 2025-02-09
2024-05-14 | HBS11462 | Solax Power Network Technology (Zhe jiang) Co Ltd T-BAT H 11.5 V2 (x2) w/ SolaX X1-Hybrid-3.0-N-I Chint DDSU666 | 10.4 |  |  | Solax Power Network Technology (Zhe jiang) Co Ltd | T-BAT H 11.5 V2 | 2 | SolaX | X1-Hybrid-3.0-N-I | SolaX Triple Power | 2025-03-03
2024-05-14 | HBS11463 | Solax Power Network Technology (Zhe jiang) Co Ltd T-BAT H 17.3 V2 (x3) w/ SolaX X1-Hybrid-3.0-N-I Chint DDSU666 | 15.5 |  |  | Solax Power Network Technology (Zhe jiang) Co Ltd | T-BAT H 17.3 V2 | 3 | SolaX | X1-Hybrid-3.0-N-I | SolaX Triple Power | 2025-03-03
2024-05-14 | HBS11464 | Solax Power Network Technology (Zhe jiang) Co Ltd T-BAT H 11.5 V2 (x2) w/ SolaX X1-Hybrid-3.0-N-I Chint DDSU666-CT | 10.4 |  |  | Solax Power Network Technology (Zhe jiang) Co Ltd | T-BAT H 11.5 V2 | 2 | SolaX | X1-Hybrid-3.0-N-I | SolaX Triple Power | 2025-03-03
2024-05-14 | HBS11465 | Solax Power Network Technology (Zhe jiang) Co Ltd T-BAT H 17.3 V2 (x3) w/ SolaX X1-Hybrid-3.0-N-I Chint DDSU666-CT | 15.5 |  |  | Solax Power Network Technology (Zhe jiang) Co Ltd | T-BAT H 17.3 V2 | 3 | SolaX | X1-Hybrid-3.0-N-I | SolaX Triple Power | 2025-03-03
2024-05-14 | HBS11466 | Solax Power Network Technology (Zhe jiang) Co Ltd T-BAT H 11.5 V2 (x2) w/ SolaX X1-Hybrid-3.0-N-I Reposit Power Reposit V2 Controller | 10.4 |  |  | Solax Power Network Technology (Zhe jiang) Co Ltd | T-BAT H 11.5 V2 | 2 | SolaX | X1-Hybrid-3.0-N-I | SolaX Triple Power | 2025-03-03
2024-05-14 | HBS11467 | Solax Power Network Technology (Zhe jiang) Co Ltd T-BAT H 17.3 V2 (x3) w/ SolaX X1-Hybrid-3.0-N-I Reposit Power Reposit V2 Controller | 15.5 |  |  | Solax Power Network Technology (Zhe jiang) Co Ltd | T-BAT H 17.3 V2 | 3 | SolaX | X1-Hybrid-3.0-N-I | SolaX Triple Power | 2025-03-03
2024-05-14 | HBS11468 | Solax Power Network Technology (Zhe jiang) Co Ltd T-BAT H 11.5 V2 (x2) w/ SolaX X1-Hybrid-3.7-N-I Chint DDSU666 | 10.4 |  |  | Solax Power Network Technology (Zhe jiang) Co Ltd | T-BAT H 11.5 V2 | 2 | SolaX | X1-Hybrid-3.7-N-I | SolaX Triple Power | 2025-03-03
2024-05-14 | HBS11469 | Solax Power Network Technology (Zhe jiang) Co Ltd T-BAT H 17.3 V2 (x3) w/ SolaX X1-Hybrid-3.7-N-I Chint DDSU666 | 15.5 |  |  | Solax Power Network Technology (Zhe jiang) Co Ltd | T-BAT H 17.3 V2 | 3 | SolaX | X1-Hybrid-3.7-N-I | SolaX Triple Power | 2025-03-03
2024-05-14 | HBS11470 | Solax Power Network Technology (Zhe jiang) Co Ltd T-BAT H 11.5 V2 (x2) w/ SolaX X1-Hybrid-3.7-N-I Chint DDSU666-CT | 10.4 |  |  | Solax Power Network Technology (Zhe jiang) Co Ltd | T-BAT H 11.5 V2 | 2 | SolaX | X1-Hybrid-3.7-N-I | SolaX Triple Power | 2025-03-03
2024-05-14 | HBS11471 | Solax Power Network Technology (Zhe jiang) Co Ltd T-BAT H 17.3 V2 (x3) w/ SolaX X1-Hybrid-3.7-N-I Chint DDSU666-CT | 15.5 |  |  | Solax Power Network Technology (Zhe jiang) Co Ltd | T-BAT H 17.3 V2 | 3 | SolaX | X1-Hybrid-3.7-N-I | SolaX Triple Power | 2025-03-03
2024-05-14 | HBS11472 | Solax Power Network Technology (Zhe jiang) Co Ltd T-BAT H 11.5 V2 (x2) w/ SolaX X1-Hybrid-3.7-N-I Reposit Power Reposit V2 Controller | 10.4 |  |  | Solax Power Network Technology (Zhe jiang) Co Ltd | T-BAT H 11.5 V2 | 2 | SolaX | X1-Hybrid-3.7-N-I | SolaX Triple Power | 2025-03-03
2024-05-14 | HBS11473 | Solax Power Network Technology (Zhe jiang) Co Ltd T-BAT H 17.3 V2 (x3) w/ SolaX X1-Hybrid-3.7-N-I Reposit Power Reposit V2 Controller | 15.5 |  |  | Solax Power Network Technology (Zhe jiang) Co Ltd | T-BAT H 17.3 V2 | 3 | SolaX | X1-Hybrid-3.7-N-I | SolaX Triple Power | 2025-03-03
2024-05-14 | HBS11474 | Solax Power Network Technology (Zhe jiang) Co Ltd T-BAT H 11.5 V2 (x2) w/ SolaX X1-Hybrid-5.0-N-I Chint DDSU666 | 10.4 |  |  | Solax Power Network Technology (Zhe jiang) Co Ltd | T-BAT H 11.5 V2 | 2 | SolaX | X1-Hybrid-5.0-N-I | SolaX Triple Power | 2025-03-03
2024-05-14 | HBS11475 | Solax Power Network Technology (Zhe jiang) Co Ltd T-BAT H 17.3 V2 (x3) w/ SolaX X1-Hybrid-5.0-N-I Chint DDSU666 | 15.5 |  |  | Solax Power Network Technology (Zhe jiang) Co Ltd | T-BAT H 17.3 V2 | 3 | SolaX | X1-Hybrid-5.0-N-I | SolaX Triple Power | 2025-03-03
2024-05-14 | HBS11476 | Solax Power Network Technology (Zhe jiang) Co Ltd T-BAT H 11.5 V2 (x2) w/ SolaX X1-Hybrid-5.0-N-I Chint DDSU666-CT | 10.4 |  |  | Solax Power Network Technology (Zhe jiang) Co Ltd | T-BAT H 11.5 V2 | 2 | SolaX | X1-Hybrid-5.0-N-I | SolaX Triple Power | 2025-03-03
2024-05-14 | HBS11477 | Solax Power Network Technology (Zhe jiang) Co Ltd T-BAT H 17.3 V2 (x3) w/ SolaX X1-Hybrid-5.0-N-I Chint DDSU666-CT | 15.5 |  |  | Solax Power Network Technology (Zhe jiang) Co Ltd | T-BAT H 17.3 V2 | 3 | SolaX | X1-Hybrid-5.0-N-I | SolaX Triple Power | 2025-03-03
2024-05-14 | HBS11478 | Solax Power Network Technology (Zhe jiang) Co Ltd T-BAT H 11.5 V2 (x2) w/ SolaX X1-Hybrid-5.0-N-I Reposit Power Reposit V2 Controller | 10.4 |  |  | Solax Power Network Technology (Zhe jiang) Co Ltd | T-BAT H 11.5 V2 | 2 | SolaX | X1-Hybrid-5.0-N-I | SolaX Triple Power | 2025-03-03
2024-05-14 | HBS11479 | Solax Power Network Technology (Zhe jiang) Co Ltd T-BAT H 17.3 V2 (x3) w/ SolaX X1-Hybrid-5.0-N-I Reposit Power Reposit V2 Controller | 15.5 |  |  | Solax Power Network Technology (Zhe jiang) Co Ltd | T-BAT H 17.3 V2 | 3 | SolaX | X1-Hybrid-5.0-N-I | SolaX Triple Power | 2025-03-03
2024-05-14 | HBS11480 | Solax Power Network Technology (Zhe jiang) Co Ltd T-BAT H 11.5 V2 (x2) w/ SolaX X1-Hybrid-5.0-N-E Chint DDSU666 | 10.4 |  |  | Solax Power Network Technology (Zhe jiang) Co Ltd | T-BAT H 11.5 V2 | 2 | SolaX | X1-Hybrid-5.0-N-E | SolaX Triple Power | 2025-03-03
2024-05-14 | HBS11481 | Solax Power Network Technology (Zhe jiang) Co Ltd T-BAT H 17.3 V2 (x3) w/ SolaX X1-Hybrid-5.0-N-E Chint DDSU666 | 15.5 |  |  | Solax Power Network Technology (Zhe jiang) Co Ltd | T-BAT H 17.3 V2 | 3 | SolaX | X1-Hybrid-5.0-N-E | SolaX Triple Power | 2025-03-03
2024-05-14 | HBS11482 | Solax Power Network Technology (Zhe jiang) Co Ltd T-BAT H 11.5 V2 (x2) w/ SolaX X1-Hybrid-5.0-N-E Chint DDSU666-CT | 10.4 |  |  | Solax Power Network Technology (Zhe jiang) Co Ltd | T-BAT H 11.5 V2 | 2 | SolaX | X1-Hybrid-5.0-N-E | SolaX Triple Power | 2025-03-03
2024-05-14 | HBS11483 | Solax Power Network Technology (Zhe jiang) Co Ltd T-BAT H 17.3 V2 (x3) w/ SolaX X1-Hybrid-5.0-N-E Chint DDSU666-CT | 15.5 |  |  | Solax Power Network Technology (Zhe jiang) Co Ltd | T-BAT H 17.3 V2 | 3 | SolaX | X1-Hybrid-5.0-N-E | SolaX Triple Power | 2025-03-03
2024-05-14 | HBS11484 | Solax Power Network Technology (Zhe jiang) Co Ltd T-BAT H 11.5 V2 (x2) w/ SolaX X1-Hybrid-5.0-N-E Reposit Power Reposit V2 Controller | 10.4 |  |  | Solax Power Network Technology (Zhe jiang) Co Ltd | T-BAT H 11.5 V2 | 2 | SolaX | X1-Hybrid-5.0-N-E | SolaX Triple Power | 2025-03-03
2024-05-14 | HBS11485 | Solax Power Network Technology (Zhe jiang) Co Ltd T-BAT H 17.3 V2 (x3) w/ SolaX X1-Hybrid-5.0-N-E Reposit Power Reposit V2 Controller | 15.5 |  |  | Solax Power Network Technology (Zhe jiang) Co Ltd | T-BAT H 17.3 V2 | 3 | SolaX | X1-Hybrid-5.0-N-E | SolaX Triple Power | 2025-03-03
2024-05-14 | HBS11486 | Suzhou Bytewatt Technology Co., Ltd. BW-BAT-10.1P (x1) w/ Suzhou Bytewatt Technology Co., Ltd. BW-INV-SPH5K | 9.6 |  |  | Suzhou Bytewatt Technology Co., Ltd. | BW-BAT-10.1P | 1 | Suzhou Bytewatt Technology Co., Ltd. | BW-INV-SPH5K | NEOVOLT | 2026-05-22
2024-05-14 | HBS11487 | Suzhou Bytewatt Technology Co., Ltd. BW-BAT-10.1P II (x2) w/ Suzhou Bytewatt Technology Co., Ltd. BW-INV-SPH5K | 19.2 |  |  | Suzhou Bytewatt Technology Co., Ltd. | BW-BAT-10.1P II | 2 | Suzhou Bytewatt Technology Co., Ltd. | BW-INV-SPH5K | NEOVOLT | 2026-05-22
2024-05-14 | HBS11488 | Suzhou Bytewatt Technology Co., Ltd. BW-BAT-10.1P III (x3) w/ Suzhou Bytewatt Technology Co., Ltd. BW-INV-SPH5K | 28.8 |  |  | Suzhou Bytewatt Technology Co., Ltd. | BW-BAT-10.1P III | 3 | Suzhou Bytewatt Technology Co., Ltd. | BW-INV-SPH5K | NEOVOLT | 2026-05-22
2024-05-14 | HBS11489 | Suzhou Bytewatt Technology Co., Ltd. BW-BAT-10.1P IV (x4) w/ Suzhou Bytewatt Technology Co., Ltd. BW-INV-SPH5K | 38.4 |  |  | Suzhou Bytewatt Technology Co., Ltd. | BW-BAT-10.1P IV | 4 | Suzhou Bytewatt Technology Co., Ltd. | BW-INV-SPH5K | NEOVOLT | 2026-05-22
2024-05-14 | HBS11490 | Suzhou Bytewatt Technology Co., Ltd. BW-BAT-10.1P V (x5) w/ Suzhou Bytewatt Technology Co., Ltd. BW-INV-SPH5K | 48 |  |  | Suzhou Bytewatt Technology Co., Ltd. | BW-BAT-10.1P V | 5 | Suzhou Bytewatt Technology Co., Ltd. | BW-INV-SPH5K | NEOVOLT | 2026-05-22
2024-05-14 | HBS11491 | Suzhou Bytewatt Technology Co., Ltd. BW-BAT-10.1P VI (x6) w/ Suzhou Bytewatt Technology Co., Ltd. BW-INV-SPH5K | 57.6 |  |  | Suzhou Bytewatt Technology Co., Ltd. | BW-BAT-10.1P VI | 6 | Suzhou Bytewatt Technology Co., Ltd. | BW-INV-SPH5K | NEOVOLT | 2026-05-22
2024-05-14 | HBS11492 | Suzhou Bytewatt Technology Co., Ltd. BW-BAT-10.1P (x1) w/ Suzhou Bytewatt Technology Co., Ltd. BW-INV-SPH3.6K | 9.6 |  |  | Suzhou Bytewatt Technology Co., Ltd. | BW-BAT-10.1P | 1 | Suzhou Bytewatt Technology Co., Ltd. | BW-INV-SPH3.6K | NEOVOLT | 2026-05-22
2024-05-14 | HBS11493 | Suzhou Bytewatt Technology Co., Ltd. BW-BAT-10.1P II (x2) w/ Suzhou Bytewatt Technology Co., Ltd. BW-INV-SPH3.6K | 19.2 |  |  | Suzhou Bytewatt Technology Co., Ltd. | BW-BAT-10.1P II | 2 | Suzhou Bytewatt Technology Co., Ltd. | BW-INV-SPH3.6K | NEOVOLT | 2026-05-22
2024-05-14 | HBS11494 | Suzhou Bytewatt Technology Co., Ltd. BW-BAT-10.1P III (x3) w/ Suzhou Bytewatt Technology Co., Ltd. BW-INV-SPH3.6K | 28.8 |  |  | Suzhou Bytewatt Technology Co., Ltd. | BW-BAT-10.1P III | 3 | Suzhou Bytewatt Technology Co., Ltd. | BW-INV-SPH3.6K | NEOVOLT | 2026-05-22
2024-05-14 | HBS11495 | Suzhou Bytewatt Technology Co., Ltd. BW-BAT-10.1P IV (x4) w/ Suzhou Bytewatt Technology Co., Ltd. BW-INV-SPH3.6K | 38.4 |  |  | Suzhou Bytewatt Technology Co., Ltd. | BW-BAT-10.1P IV | 4 | Suzhou Bytewatt Technology Co., Ltd. | BW-INV-SPH3.6K | NEOVOLT | 2026-05-22
2024-05-14 | HBS11496 | Suzhou Bytewatt Technology Co., Ltd. BW-BAT-10.1P V (x5) w/ Suzhou Bytewatt Technology Co., Ltd. BW-INV-SPH3.6K | 48 |  |  | Suzhou Bytewatt Technology Co., Ltd. | BW-BAT-10.1P V | 5 | Suzhou Bytewatt Technology Co., Ltd. | BW-INV-SPH3.6K | NEOVOLT | 2026-05-22
2024-05-14 | HBS11497 | Suzhou Bytewatt Technology Co., Ltd. BW-BAT-10.1P VI (x6) w/ Suzhou Bytewatt Technology Co., Ltd. BW-INV-SPH3.6K | 57.6 |  |  | Suzhou Bytewatt Technology Co., Ltd. | BW-BAT-10.1P VI | 6 | Suzhou Bytewatt Technology Co., Ltd. | BW-INV-SPH3.6K | NEOVOLT | 2026-05-22
2024-05-14 | HBS11498 | Suzhou Bytewatt Technology Co., Ltd. BW-BAT-10.1P (x1) w/ Suzhou Bytewatt Technology Co., Ltd. BW-INV-SPB5K | 9.6 |  |  | Suzhou Bytewatt Technology Co., Ltd. | BW-BAT-10.1P | 1 | Suzhou Bytewatt Technology Co., Ltd. | BW-INV-SPB5K | NEOVOLT | 2026-05-22
2024-05-14 | HBS11499 | Suzhou Bytewatt Technology Co., Ltd. BW-BAT-10.1P II (x2) w/ Suzhou Bytewatt Technology Co., Ltd. BW-INV-SPB5K | 19.2 |  |  | Suzhou Bytewatt Technology Co., Ltd. | BW-BAT-10.1P II | 2 | Suzhou Bytewatt Technology Co., Ltd. | BW-INV-SPB5K | NEOVOLT | 2026-05-22
2024-05-14 | HBS11500 | Suzhou Bytewatt Technology Co., Ltd. BW-BAT-10.1P III (x3) w/ Suzhou Bytewatt Technology Co., Ltd. BW-INV-SPB5K | 28.8 |  |  | Suzhou Bytewatt Technology Co., Ltd. | BW-BAT-10.1P III | 3 | Suzhou Bytewatt Technology Co., Ltd. | BW-INV-SPB5K | NEOVOLT | 2026-05-22
2024-05-14 | HBS11501 | Suzhou Bytewatt Technology Co., Ltd. BW-BAT-10.1P IV (x4) w/ Suzhou Bytewatt Technology Co., Ltd. BW-INV-SPB5K | 38.4 |  |  | Suzhou Bytewatt Technology Co., Ltd. | BW-BAT-10.1P IV | 4 | Suzhou Bytewatt Technology Co., Ltd. | BW-INV-SPB5K | NEOVOLT | 2026-05-22
2024-05-14 | HBS11502 | Suzhou Bytewatt Technology Co., Ltd. BW-BAT-10.1P V (x5) w/ Suzhou Bytewatt Technology Co., Ltd. BW-INV-SPB5K | 48 |  |  | Suzhou Bytewatt Technology Co., Ltd. | BW-BAT-10.1P V | 5 | Suzhou Bytewatt Technology Co., Ltd. | BW-INV-SPB5K | NEOVOLT | 2026-05-22
2024-05-14 | HBS11503 | Suzhou Bytewatt Technology Co., Ltd. BW-BAT-10.1P VI (x6) w/ Suzhou Bytewatt Technology Co., Ltd. BW-INV-SPB5K | 57.6 |  |  | Suzhou Bytewatt Technology Co., Ltd. | BW-BAT-10.1P VI | 6 | Suzhou Bytewatt Technology Co., Ltd. | BW-INV-SPB5K | NEOVOLT | 2026-05-22
2024-05-15 | HBS11504 | NINGBO DEYE ESS TECHNOLOGY CO., LTD BOS-G20 (x1) w/ Ningbo Deye Inverter Technology Co SUN-5K-SG01HP3-AU-AM2 Deye Solarman / Deye Cloud | 20.48 |  |  | NINGBO DEYE ESS TECHNOLOGY CO., LTD | BOS-G20 | 1 | Ningbo Deye Inverter Technology Co | SUN-5K-SG01HP3-AU-AM2 | Deye | 2026-11-22
2024-05-15 | HBS11505 | NINGBO DEYE ESS TECHNOLOGY CO., LTD BOS-G25 (x1) w/ Ningbo Deye Inverter Technology Co SUN-5K-SG01HP3-AU-AM2 Deye Solarman / Deye Cloud | 25.6 |  |  | NINGBO DEYE ESS TECHNOLOGY CO., LTD | BOS-G25 | 1 | Ningbo Deye Inverter Technology Co | SUN-5K-SG01HP3-AU-AM2 | Deye | 2026-11-22
2024-05-15 | HBS11506 | NINGBO DEYE ESS TECHNOLOGY CO., LTD BOS-G30 (x1) w/ Ningbo Deye Inverter Technology Co SUN-5K-SG01HP3-AU-AM2 Deye Solarman / Deye Cloud | 30.72 |  |  | NINGBO DEYE ESS TECHNOLOGY CO., LTD | BOS-G30 | 1 | Ningbo Deye Inverter Technology Co | SUN-5K-SG01HP3-AU-AM2 | Deye | 2026-11-22
2024-05-15 | HBS11507 | NINGBO DEYE ESS TECHNOLOGY CO., LTD BOS-G35 (x1) w/ Ningbo Deye Inverter Technology Co SUN-5K-SG01HP3-AU-AM2 Deye Solarman / Deye Cloud | 35.84 |  |  | NINGBO DEYE ESS TECHNOLOGY CO., LTD | BOS-G35 | 1 | Ningbo Deye Inverter Technology Co | SUN-5K-SG01HP3-AU-AM2 | Deye | 2026-11-22
2024-05-15 | HBS11508 | NINGBO DEYE ESS TECHNOLOGY CO., LTD BOS-G40 (x1) w/ Ningbo Deye Inverter Technology Co SUN-5K-SG01HP3-AU-AM2 Deye Solarman / Deye Cloud | 40.96 |  |  | NINGBO DEYE ESS TECHNOLOGY CO., LTD | BOS-G40 | 1 | Ningbo Deye Inverter Technology Co | SUN-5K-SG01HP3-AU-AM2 | Deye | 2026-11-22
2024-05-15 | HBS11509 | NINGBO DEYE ESS TECHNOLOGY CO., LTD BOS-G45 (x1) w/ Ningbo Deye Inverter Technology Co SUN-5K-SG01HP3-AU-AM2 Deye Solarman / Deye Cloud | 46.08 |  |  | NINGBO DEYE ESS TECHNOLOGY CO., LTD | BOS-G45 | 1 | Ningbo Deye Inverter Technology Co | SUN-5K-SG01HP3-AU-AM2 | Deye | 2026-11-22
2024-05-15 | HBS11510 | NINGBO DEYE ESS TECHNOLOGY CO., LTD BOS-G50 (x1) w/ Ningbo Deye Inverter Technology Co SUN-5K-SG01HP3-AU-AM2 Deye Solarman / Deye Cloud | 51.2 |  |  | NINGBO DEYE ESS TECHNOLOGY CO., LTD | BOS-G50 | 1 | Ningbo Deye Inverter Technology Co | SUN-5K-SG01HP3-AU-AM2 | Deye | 2026-11-22
2024-05-15 | HBS11511 | NINGBO DEYE ESS TECHNOLOGY CO., LTD BOS-G55 (x1) w/ Ningbo Deye Inverter Technology Co SUN-5K-SG01HP3-AU-AM2 Deye Solarman / Deye Cloud | 56.32 |  |  | NINGBO DEYE ESS TECHNOLOGY CO., LTD | BOS-G55 | 1 | Ningbo Deye Inverter Technology Co | SUN-5K-SG01HP3-AU-AM2 | Deye | 2026-11-22
2024-05-15 | HBS11512 | NINGBO DEYE ESS TECHNOLOGY CO., LTD BOS-G60 (x1) w/ Ningbo Deye Inverter Technology Co SUN-5K-SG01HP3-AU-AM2 Deye Solarman / Deye Cloud | 61.44 |  |  | NINGBO DEYE ESS TECHNOLOGY CO., LTD | BOS-G60 | 1 | Ningbo Deye Inverter Technology Co | SUN-5K-SG01HP3-AU-AM2 | Deye | 2026-11-22
2024-05-15 | HBS11513 | NINGBO DEYE ESS TECHNOLOGY CO., LTD BOS-G35 (x2) w/ Ningbo Deye Inverter Technology Co SUN-5K-SG01HP3-AU-AM2 Deye Solarman / Deye Cloud | 71.68 |  |  | NINGBO DEYE ESS TECHNOLOGY CO., LTD | BOS-G35 | 2 | Ningbo Deye Inverter Technology Co | SUN-5K-SG01HP3-AU-AM2 | Deye | 2026-11-22
2024-05-15 | HBS11514 | NINGBO DEYE ESS TECHNOLOGY CO., LTD BOS-G40 (x2) w/ Ningbo Deye Inverter Technology Co SUN-5K-SG01HP3-AU-AM2 Deye Solarman / Deye Cloud | 81.92 |  |  | NINGBO DEYE ESS TECHNOLOGY CO., LTD | BOS-G40 | 2 | Ningbo Deye Inverter Technology Co | SUN-5K-SG01HP3-AU-AM2 | Deye | 2026-11-22
2024-05-15 | HBS11515 | NINGBO DEYE ESS TECHNOLOGY CO., LTD BOS-G45 (x2) w/ Ningbo Deye Inverter Technology Co SUN-5K-SG01HP3-AU-AM2 Deye Solarman / Deye Cloud | 92.16 |  |  | NINGBO DEYE ESS TECHNOLOGY CO., LTD | BOS-G45 | 2 | Ningbo Deye Inverter Technology Co | SUN-5K-SG01HP3-AU-AM2 | Deye | 2026-11-22
2024-05-15 | HBS11516 | NINGBO DEYE ESS TECHNOLOGY CO., LTD BOS-G50 (x2) w/ Ningbo Deye Inverter Technology Co SUN-5K-SG01HP3-AU-AM2 Deye Solarman / Deye Cloud | 102.4 |  |  | NINGBO DEYE ESS TECHNOLOGY CO., LTD | BOS-G50 | 2 | Ningbo Deye Inverter Technology Co | SUN-5K-SG01HP3-AU-AM2 | Deye | 2026-11-22
2024-05-15 | HBS11517 | NINGBO DEYE ESS TECHNOLOGY CO., LTD BOS-G55 (x2) w/ Ningbo Deye Inverter Technology Co SUN-5K-SG01HP3-AU-AM2 Deye Solarman / Deye Cloud | 112.64 |  |  | NINGBO DEYE ESS TECHNOLOGY CO., LTD | BOS-G55 | 2 | Ningbo Deye Inverter Technology Co | SUN-5K-SG01HP3-AU-AM2 | Deye | 2026-11-22
2024-05-15 | HBS11518 | NINGBO DEYE ESS TECHNOLOGY CO., LTD BOS-G60 (x2) w/ Ningbo Deye Inverter Technology Co SUN-5K-SG01HP3-AU-AM2 Deye Solarman / Deye Cloud | 122.88 |  |  | NINGBO DEYE ESS TECHNOLOGY CO., LTD | BOS-G60 | 2 | Ningbo Deye Inverter Technology Co | SUN-5K-SG01HP3-AU-AM2 | Deye | 2026-11-22
2024-05-15 | HBS11519 | NINGBO DEYE ESS TECHNOLOGY CO., LTD BOS-G20 (x1) w/ Ningbo Deye Inverter Technology Co SUN-6K-SG01HP3-AU-AM2 Deye Solarman / Deye Cloud | 20.48 |  |  | NINGBO DEYE ESS TECHNOLOGY CO., LTD | BOS-G20 | 1 | Ningbo Deye Inverter Technology Co | SUN-6K-SG01HP3-AU-AM2 | Deye | 2026-11-22
2024-05-15 | HBS11520 | NINGBO DEYE ESS TECHNOLOGY CO., LTD BOS-G25 (x1) w/ Ningbo Deye Inverter Technology Co SUN-6K-SG01HP3-AU-AM2 Deye Solarman / Deye Cloud | 25.6 |  |  | NINGBO DEYE ESS TECHNOLOGY CO., LTD | BOS-G25 | 1 | Ningbo Deye Inverter Technology Co | SUN-6K-SG01HP3-AU-AM2 | Deye | 2026-11-22
2024-05-15 | HBS11521 | NINGBO DEYE ESS TECHNOLOGY CO., LTD BOS-G30 (x1) w/ Ningbo Deye Inverter Technology Co SUN-6K-SG01HP3-AU-AM2 Deye Solarman / Deye Cloud | 30.72 |  |  | NINGBO DEYE ESS TECHNOLOGY CO., LTD | BOS-G30 | 1 | Ningbo Deye Inverter Technology Co | SUN-6K-SG01HP3-AU-AM2 | Deye | 2026-11-22
2024-05-15 | HBS11522 | NINGBO DEYE ESS TECHNOLOGY CO., LTD BOS-G35 (x1) w/ Ningbo Deye Inverter Technology Co SUN-6K-SG01HP3-AU-AM2 Deye Solarman / Deye Cloud | 35.84 |  |  | NINGBO DEYE ESS TECHNOLOGY CO., LTD | BOS-G35 | 1 | Ningbo Deye Inverter Technology Co | SUN-6K-SG01HP3-AU-AM2 | Deye | 2026-11-22
2024-05-15 | HBS11523 | NINGBO DEYE ESS TECHNOLOGY CO., LTD BOS-G40 (x1) w/ Ningbo Deye Inverter Technology Co SUN-6K-SG01HP3-AU-AM2 Deye Solarman / Deye Cloud | 40.96 |  |  | NINGBO DEYE ESS TECHNOLOGY CO., LTD | BOS-G40 | 1 | Ningbo Deye Inverter Technology Co | SUN-6K-SG01HP3-AU-AM2 | Deye | 2026-11-22
2024-05-15 | HBS11524 | NINGBO DEYE ESS TECHNOLOGY CO., LTD BOS-G45 (x1) w/ Ningbo Deye Inverter Technology Co SUN-6K-SG01HP3-AU-AM2 Deye Solarman / Deye Cloud | 46.08 |  |  | NINGBO DEYE ESS TECHNOLOGY CO., LTD | BOS-G45 | 1 | Ningbo Deye Inverter Technology Co | SUN-6K-SG01HP3-AU-AM2 | Deye | 2026-11-22
2024-05-15 | HBS11525 | NINGBO DEYE ESS TECHNOLOGY CO., LTD BOS-G50 (x1) w/ Ningbo Deye Inverter Technology Co SUN-6K-SG01HP3-AU-AM2 Deye Solarman / Deye Cloud | 51.2 |  |  | NINGBO DEYE ESS TECHNOLOGY CO., LTD | BOS-G50 | 1 | Ningbo Deye Inverter Technology Co | SUN-6K-SG01HP3-AU-AM2 | Deye | 2026-11-22
2024-05-15 | HBS11526 | NINGBO DEYE ESS TECHNOLOGY CO., LTD BOS-G55 (x1) w/ Ningbo Deye Inverter Technology Co SUN-6K-SG01HP3-AU-AM2 Deye Solarman / Deye Cloud | 56.32 |  |  | NINGBO DEYE ESS TECHNOLOGY CO., LTD | BOS-G55 | 1 | Ningbo Deye Inverter Technology Co | SUN-6K-SG01HP3-AU-AM2 | Deye | 2026-11-22
2024-05-15 | HBS11527 | NINGBO DEYE ESS TECHNOLOGY CO., LTD BOS-G60 (x1) w/ Ningbo Deye Inverter Technology Co SUN-6K-SG01HP3-AU-AM2 Deye Solarman / Deye Cloud | 61.44 |  |  | NINGBO DEYE ESS TECHNOLOGY CO., LTD | BOS-G60 | 1 | Ningbo Deye Inverter Technology Co | SUN-6K-SG01HP3-AU-AM2 | Deye | 2026-11-22
2024-05-15 | HBS11528 | NINGBO DEYE ESS TECHNOLOGY CO., LTD BOS-G35 (x2) w/ Ningbo Deye Inverter Technology Co SUN-6K-SG01HP3-AU-AM2 Deye Solarman / Deye Cloud | 71.68 |  |  | NINGBO DEYE ESS TECHNOLOGY CO., LTD | BOS-G35 | 2 | Ningbo Deye Inverter Technology Co | SUN-6K-SG01HP3-AU-AM2 | Deye | 2026-11-22
2024-05-15 | HBS11529 | NINGBO DEYE ESS TECHNOLOGY CO., LTD BOS-G40 (x2) w/ Ningbo Deye Inverter Technology Co SUN-6K-SG01HP3-AU-AM2 Deye Solarman / Deye Cloud | 81.92 |  |  | NINGBO DEYE ESS TECHNOLOGY CO., LTD | BOS-G40 | 2 | Ningbo Deye Inverter Technology Co | SUN-6K-SG01HP3-AU-AM2 | Deye | 2026-11-22
2024-05-15 | HBS11530 | NINGBO DEYE ESS TECHNOLOGY CO., LTD BOS-G45 (x2) w/ Ningbo Deye Inverter Technology Co SUN-6K-SG01HP3-AU-AM2 Deye Solarman / Deye Cloud | 92.16 |  |  | NINGBO DEYE ESS TECHNOLOGY CO., LTD | BOS-G45 | 2 | Ningbo Deye Inverter Technology Co | SUN-6K-SG01HP3-AU-AM2 | Deye | 2026-11-22
2024-05-15 | HBS11531 | NINGBO DEYE ESS TECHNOLOGY CO., LTD BOS-G50 (x2) w/ Ningbo Deye Inverter Technology Co SUN-6K-SG01HP3-AU-AM2 Deye Solarman / Deye Cloud | 102.4 |  |  | NINGBO DEYE ESS TECHNOLOGY CO., LTD | BOS-G50 | 2 | Ningbo Deye Inverter Technology Co | SUN-6K-SG01HP3-AU-AM2 | Deye | 2026-11-22
2024-05-15 | HBS11532 | NINGBO DEYE ESS TECHNOLOGY CO., LTD BOS-G55 (x2) w/ Ningbo Deye Inverter Technology Co SUN-6K-SG01HP3-AU-AM2 Deye Solarman / Deye Cloud | 112.64 |  |  | NINGBO DEYE ESS TECHNOLOGY CO., LTD | BOS-G55 | 2 | Ningbo Deye Inverter Technology Co | SUN-6K-SG01HP3-AU-AM2 | Deye | 2026-11-22
2024-05-15 | HBS11533 | NINGBO DEYE ESS TECHNOLOGY CO., LTD BOS-G60 (x2) w/ Ningbo Deye Inverter Technology Co SUN-6K-SG01HP3-AU-AM2 Deye Solarman / Deye Cloud | 122.88 |  |  | NINGBO DEYE ESS TECHNOLOGY CO., LTD | BOS-G60 | 2 | Ningbo Deye Inverter Technology Co | SUN-6K-SG01HP3-AU-AM2 | Deye | 2026-11-22
2024-05-15 | HBS11534 | NINGBO DEYE ESS TECHNOLOGY CO., LTD BOS-G20 (x1) w/ Ningbo Deye Inverter Technology Co SUN-8K-SG01HP3-AU-AM2 Deye Solarman / Deye Cloud | 20.48 |  |  | NINGBO DEYE ESS TECHNOLOGY CO., LTD | BOS-G20 | 1 | Ningbo Deye Inverter Technology Co | SUN-8K-SG01HP3-AU-AM2 | Deye | 2026-11-22
2024-05-15 | HBS11535 | NINGBO DEYE ESS TECHNOLOGY CO., LTD BOS-G25 (x1) w/ Ningbo Deye Inverter Technology Co SUN-8K-SG01HP3-AU-AM2 Deye Solarman / Deye Cloud | 25.6 |  |  | NINGBO DEYE ESS TECHNOLOGY CO., LTD | BOS-G25 | 1 | Ningbo Deye Inverter Technology Co | SUN-8K-SG01HP3-AU-AM2 | Deye | 2026-11-22
2024-05-15 | HBS11536 | NINGBO DEYE ESS TECHNOLOGY CO., LTD BOS-G30 (x1) w/ Ningbo Deye Inverter Technology Co SUN-8K-SG01HP3-AU-AM2 Deye Solarman / Deye Cloud | 30.72 |  |  | NINGBO DEYE ESS TECHNOLOGY CO., LTD | BOS-G30 | 1 | Ningbo Deye Inverter Technology Co | SUN-8K-SG01HP3-AU-AM2 | Deye | 2026-11-22
2024-05-15 | HBS11537 | NINGBO DEYE ESS TECHNOLOGY CO., LTD BOS-G35 (x1) w/ Ningbo Deye Inverter Technology Co SUN-8K-SG01HP3-AU-AM2 Deye Solarman / Deye Cloud | 35.84 |  |  | NINGBO DEYE ESS TECHNOLOGY CO., LTD | BOS-G35 | 1 | Ningbo Deye Inverter Technology Co | SUN-8K-SG01HP3-AU-AM2 | Deye | 2026-11-22
2024-05-15 | HBS11538 | NINGBO DEYE ESS TECHNOLOGY CO., LTD BOS-G40 (x1) w/ Ningbo Deye Inverter Technology Co SUN-8K-SG01HP3-AU-AM2 Deye Solarman / Deye Cloud | 40.96 |  |  | NINGBO DEYE ESS TECHNOLOGY CO., LTD | BOS-G40 | 1 | Ningbo Deye Inverter Technology Co | SUN-8K-SG01HP3-AU-AM2 | Deye | 2026-11-22
2024-05-15 | HBS11539 | NINGBO DEYE ESS TECHNOLOGY CO., LTD BOS-G45 (x1) w/ Ningbo Deye Inverter Technology Co SUN-8K-SG01HP3-AU-AM2 Deye Solarman / Deye Cloud | 46.08 |  |  | NINGBO DEYE ESS TECHNOLOGY CO., LTD | BOS-G45 | 1 | Ningbo Deye Inverter Technology Co | SUN-8K-SG01HP3-AU-AM2 | Deye | 2026-11-22
2024-05-15 | HBS11540 | NINGBO DEYE ESS TECHNOLOGY CO., LTD BOS-G50 (x1) w/ Ningbo Deye Inverter Technology Co SUN-8K-SG01HP3-AU-AM2 Deye Solarman / Deye Cloud | 51.2 |  |  | NINGBO DEYE ESS TECHNOLOGY CO., LTD | BOS-G50 | 1 | Ningbo Deye Inverter Technology Co | SUN-8K-SG01HP3-AU-AM2 | Deye | 2026-11-22
2024-05-15 | HBS11541 | NINGBO DEYE ESS TECHNOLOGY CO., LTD BOS-G55 (x1) w/ Ningbo Deye Inverter Technology Co SUN-8K-SG01HP3-AU-AM2 Deye Solarman / Deye Cloud | 56.32 |  |  | NINGBO DEYE ESS TECHNOLOGY CO., LTD | BOS-G55 | 1 | Ningbo Deye Inverter Technology Co | SUN-8K-SG01HP3-AU-AM2 | Deye | 2026-11-22
2024-05-15 | HBS11542 | NINGBO DEYE ESS TECHNOLOGY CO., LTD BOS-G60 (x1) w/ Ningbo Deye Inverter Technology Co SUN-8K-SG01HP3-AU-AM2 Deye Solarman / Deye Cloud | 61.44 |  |  | NINGBO DEYE ESS TECHNOLOGY CO., LTD | BOS-G60 | 1 | Ningbo Deye Inverter Technology Co | SUN-8K-SG01HP3-AU-AM2 | Deye | 2026-11-22
2024-05-15 | HBS11543 | NINGBO DEYE ESS TECHNOLOGY CO., LTD BOS-G35 (x2) w/ Ningbo Deye Inverter Technology Co SUN-8K-SG01HP3-AU-AM2 Deye Solarman / Deye Cloud | 71.68 |  |  | NINGBO DEYE ESS TECHNOLOGY CO., LTD | BOS-G35 | 2 | Ningbo Deye Inverter Technology Co | SUN-8K-SG01HP3-AU-AM2 | Deye | 2026-11-22
2024-05-15 | HBS11544 | NINGBO DEYE ESS TECHNOLOGY CO., LTD BOS-G40 (x2) w/ Ningbo Deye Inverter Technology Co SUN-8K-SG01HP3-AU-AM2 Deye Solarman / Deye Cloud | 81.92 |  |  | NINGBO DEYE ESS TECHNOLOGY CO., LTD | BOS-G40 | 2 | Ningbo Deye Inverter Technology Co | SUN-8K-SG01HP3-AU-AM2 | Deye | 2026-11-22
2024-05-15 | HBS11545 | NINGBO DEYE ESS TECHNOLOGY CO., LTD BOS-G45 (x2) w/ Ningbo Deye Inverter Technology Co SUN-8K-SG01HP3-AU-AM2 Deye Solarman / Deye Cloud | 92.16 |  |  | NINGBO DEYE ESS TECHNOLOGY CO., LTD | BOS-G45 | 2 | Ningbo Deye Inverter Technology Co | SUN-8K-SG01HP3-AU-AM2 | Deye | 2026-11-22
2024-05-15 | HBS11546 | NINGBO DEYE ESS TECHNOLOGY CO., LTD BOS-G50 (x2) w/ Ningbo Deye Inverter Technology Co SUN-8K-SG01HP3-AU-AM2 Deye Solarman / Deye Cloud | 102.4 |  |  | NINGBO DEYE ESS TECHNOLOGY CO., LTD | BOS-G50 | 2 | Ningbo Deye Inverter Technology Co | SUN-8K-SG01HP3-AU-AM2 | Deye | 2026-11-22
2024-05-15 | HBS11547 | NINGBO DEYE ESS TECHNOLOGY CO., LTD BOS-G55 (x2) w/ Ningbo Deye Inverter Technology Co SUN-8K-SG01HP3-AU-AM2 Deye Solarman / Deye Cloud | 112.64 |  |  | NINGBO DEYE ESS TECHNOLOGY CO., LTD | BOS-G55 | 2 | Ningbo Deye Inverter Technology Co | SUN-8K-SG01HP3-AU-AM2 | Deye | 2026-11-22
2024-05-15 | HBS11548 | NINGBO DEYE ESS TECHNOLOGY CO., LTD BOS-G60 (x2) w/ Ningbo Deye Inverter Technology Co SUN-8K-SG01HP3-AU-AM2 Deye Solarman / Deye Cloud | 122.88 |  |  | NINGBO DEYE ESS TECHNOLOGY CO., LTD | BOS-G60 | 2 | Ningbo Deye Inverter Technology Co | SUN-8K-SG01HP3-AU-AM2 | Deye | 2026-11-22
2024-05-15 | HBS11549 | NINGBO DEYE ESS TECHNOLOGY CO., LTD BOS-G20 (x1) w/ Ningbo Deye Inverter Technology Co SUN-10K-SG01HP3-AU-AM2 Deye Solarman / Deye Cloud | 20.48 |  |  | NINGBO DEYE ESS TECHNOLOGY CO., LTD | BOS-G20 | 1 | Ningbo Deye Inverter Technology Co | SUN-10K-SG01HP3-AU-AM2 | Deye | 2026-11-22
2024-05-15 | HBS11550 | NINGBO DEYE ESS TECHNOLOGY CO., LTD BOS-G25 (x1) w/ Ningbo Deye Inverter Technology Co SUN-10K-SG01HP3-AU-AM2 Deye Solarman / Deye Cloud | 25.6 |  |  | NINGBO DEYE ESS TECHNOLOGY CO., LTD | BOS-G25 | 1 | Ningbo Deye Inverter Technology Co | SUN-10K-SG01HP3-AU-AM2 | Deye | 2026-11-22
2024-05-15 | HBS11551 | NINGBO DEYE ESS TECHNOLOGY CO., LTD BOS-G30 (x1) w/ Ningbo Deye Inverter Technology Co SUN-10K-SG01HP3-AU-AM2 Deye Solarman / Deye Cloud | 30.72 |  |  | NINGBO DEYE ESS TECHNOLOGY CO., LTD | BOS-G30 | 1 | Ningbo Deye Inverter Technology Co | SUN-10K-SG01HP3-AU-AM2 | Deye | 2026-11-22
2024-05-15 | HBS11552 | NINGBO DEYE ESS TECHNOLOGY CO., LTD BOS-G35 (x1) w/ Ningbo Deye Inverter Technology Co SUN-10K-SG01HP3-AU-AM2 Deye Solarman / Deye Cloud | 35.84 |  |  | NINGBO DEYE ESS TECHNOLOGY CO., LTD | BOS-G35 | 1 | Ningbo Deye Inverter Technology Co | SUN-10K-SG01HP3-AU-AM2 | Deye | 2026-11-22
2024-05-15 | HBS11553 | NINGBO DEYE ESS TECHNOLOGY CO., LTD BOS-G40 (x1) w/ Ningbo Deye Inverter Technology Co SUN-10K-SG01HP3-AU-AM2 Deye Solarman / Deye Cloud | 40.96 |  |  | NINGBO DEYE ESS TECHNOLOGY CO., LTD | BOS-G40 | 1 | Ningbo Deye Inverter Technology Co | SUN-10K-SG01HP3-AU-AM2 | Deye | 2026-11-22
2024-05-15 | HBS11554 | NINGBO DEYE ESS TECHNOLOGY CO., LTD BOS-G45 (x1) w/ Ningbo Deye Inverter Technology Co SUN-10K-SG01HP3-AU-AM2 Deye Solarman / Deye Cloud | 46.08 |  |  | NINGBO DEYE ESS TECHNOLOGY CO., LTD | BOS-G45 | 1 | Ningbo Deye Inverter Technology Co | SUN-10K-SG01HP3-AU-AM2 | Deye | 2026-11-22
2024-05-15 | HBS11555 | NINGBO DEYE ESS TECHNOLOGY CO., LTD BOS-G50 (x1) w/ Ningbo Deye Inverter Technology Co SUN-10K-SG01HP3-AU-AM2 Deye Solarman / Deye Cloud | 51.2 |  |  | NINGBO DEYE ESS TECHNOLOGY CO., LTD | BOS-G50 | 1 | Ningbo Deye Inverter Technology Co | SUN-10K-SG01HP3-AU-AM2 | Deye | 2026-11-22
2024-05-15 | HBS11556 | NINGBO DEYE ESS TECHNOLOGY CO., LTD BOS-G55 (x1) w/ Ningbo Deye Inverter Technology Co SUN-10K-SG01HP3-AU-AM2 Deye Solarman / Deye Cloud | 56.32 |  |  | NINGBO DEYE ESS TECHNOLOGY CO., LTD | BOS-G55 | 1 | Ningbo Deye Inverter Technology Co | SUN-10K-SG01HP3-AU-AM2 | Deye | 2026-11-22
2024-05-15 | HBS11557 | NINGBO DEYE ESS TECHNOLOGY CO., LTD BOS-G60 (x1) w/ Ningbo Deye Inverter Technology Co SUN-10K-SG01HP3-AU-AM2 Deye Solarman / Deye Cloud | 61.44 |  |  | NINGBO DEYE ESS TECHNOLOGY CO., LTD | BOS-G60 | 1 | Ningbo Deye Inverter Technology Co | SUN-10K-SG01HP3-AU-AM2 | Deye | 2026-11-22
2024-05-15 | HBS11558 | NINGBO DEYE ESS TECHNOLOGY CO., LTD BOS-G35 (x2) w/ Ningbo Deye Inverter Technology Co SUN-10K-SG01HP3-AU-AM2 Deye Solarman / Deye Cloud | 71.68 |  |  | NINGBO DEYE ESS TECHNOLOGY CO., LTD | BOS-G35 | 2 | Ningbo Deye Inverter Technology Co | SUN-10K-SG01HP3-AU-AM2 | Deye | 2026-11-22
2024-05-15 | HBS11559 | NINGBO DEYE ESS TECHNOLOGY CO., LTD BOS-G40 (x2) w/ Ningbo Deye Inverter Technology Co SUN-10K-SG01HP3-AU-AM2 Deye Solarman / Deye Cloud | 81.92 |  |  | NINGBO DEYE ESS TECHNOLOGY CO., LTD | BOS-G40 | 2 | Ningbo Deye Inverter Technology Co | SUN-10K-SG01HP3-AU-AM2 | Deye | 2026-11-22
2024-05-15 | HBS11560 | NINGBO DEYE ESS TECHNOLOGY CO., LTD BOS-G45 (x2) w/ Ningbo Deye Inverter Technology Co SUN-10K-SG01HP3-AU-AM2 Deye Solarman / Deye Cloud | 92.16 |  |  | NINGBO DEYE ESS TECHNOLOGY CO., LTD | BOS-G45 | 2 | Ningbo Deye Inverter Technology Co | SUN-10K-SG01HP3-AU-AM2 | Deye | 2026-11-22
2024-05-15 | HBS11561 | NINGBO DEYE ESS TECHNOLOGY CO., LTD BOS-G50 (x2) w/ Ningbo Deye Inverter Technology Co SUN-10K-SG01HP3-AU-AM2 Deye Solarman / Deye Cloud | 102.4 |  |  | NINGBO DEYE ESS TECHNOLOGY CO., LTD | BOS-G50 | 2 | Ningbo Deye Inverter Technology Co | SUN-10K-SG01HP3-AU-AM2 | Deye | 2026-11-22
2024-05-15 | HBS11562 | NINGBO DEYE ESS TECHNOLOGY CO., LTD BOS-G55 (x2) w/ Ningbo Deye Inverter Technology Co SUN-10K-SG01HP3-AU-AM2 Deye Solarman / Deye Cloud | 112.64 |  |  | NINGBO DEYE ESS TECHNOLOGY CO., LTD | BOS-G55 | 2 | Ningbo Deye Inverter Technology Co | SUN-10K-SG01HP3-AU-AM2 | Deye | 2026-11-22
2024-05-15 | HBS11563 | NINGBO DEYE ESS TECHNOLOGY CO., LTD BOS-G60 (x2) w/ Ningbo Deye Inverter Technology Co SUN-10K-SG01HP3-AU-AM2 Deye Solarman / Deye Cloud | 122.88 |  |  | NINGBO DEYE ESS TECHNOLOGY CO., LTD | BOS-G60 | 2 | Ningbo Deye Inverter Technology Co | SUN-10K-SG01HP3-AU-AM2 | Deye | 2026-11-22
2024-05-15 | HBS11564 | NINGBO DEYE ESS TECHNOLOGY CO., LTD BOS-G20 (x1) w/ Ningbo Deye Inverter Technology Co SUN-12K-SG01HP3-AU-AM2 Deye Solarman / Deye Cloud | 20.48 |  |  | NINGBO DEYE ESS TECHNOLOGY CO., LTD | BOS-G20 | 1 | Ningbo Deye Inverter Technology Co | SUN-12K-SG01HP3-AU-AM2 | Deye | 2026-11-22
2024-05-15 | HBS11565 | NINGBO DEYE ESS TECHNOLOGY CO., LTD BOS-G25 (x1) w/ Ningbo Deye Inverter Technology Co SUN-12K-SG01HP3-AU-AM2 Deye Solarman / Deye Cloud | 25.6 |  |  | NINGBO DEYE ESS TECHNOLOGY CO., LTD | BOS-G25 | 1 | Ningbo Deye Inverter Technology Co | SUN-12K-SG01HP3-AU-AM2 | Deye | 2026-11-22
2024-05-15 | HBS11566 | NINGBO DEYE ESS TECHNOLOGY CO., LTD BOS-G30 (x1) w/ Ningbo Deye Inverter Technology Co SUN-12K-SG01HP3-AU-AM2 Deye Solarman / Deye Cloud | 30.72 |  |  | NINGBO DEYE ESS TECHNOLOGY CO., LTD | BOS-G30 | 1 | Ningbo Deye Inverter Technology Co | SUN-12K-SG01HP3-AU-AM2 | Deye | 2026-11-22
2024-05-15 | HBS11567 | NINGBO DEYE ESS TECHNOLOGY CO., LTD BOS-G35 (x1) w/ Ningbo Deye Inverter Technology Co SUN-12K-SG01HP3-AU-AM2 Deye Solarman / Deye Cloud | 35.84 |  |  | NINGBO DEYE ESS TECHNOLOGY CO., LTD | BOS-G35 | 1 | Ningbo Deye Inverter Technology Co | SUN-12K-SG01HP3-AU-AM2 | Deye | 2026-11-22
2024-05-15 | HBS11568 | NINGBO DEYE ESS TECHNOLOGY CO., LTD BOS-G40 (x1) w/ Ningbo Deye Inverter Technology Co SUN-12K-SG01HP3-AU-AM2 Deye Solarman / Deye Cloud | 40.96 |  |  | NINGBO DEYE ESS TECHNOLOGY CO., LTD | BOS-G40 | 1 | Ningbo Deye Inverter Technology Co | SUN-12K-SG01HP3-AU-AM2 | Deye | 2026-11-22
2024-05-15 | HBS11569 | NINGBO DEYE ESS TECHNOLOGY CO., LTD BOS-G45 (x1) w/ Ningbo Deye Inverter Technology Co SUN-12K-SG01HP3-AU-AM2 Deye Solarman / Deye Cloud | 46.08 |  |  | NINGBO DEYE ESS TECHNOLOGY CO., LTD | BOS-G45 | 1 | Ningbo Deye Inverter Technology Co | SUN-12K-SG01HP3-AU-AM2 | Deye | 2026-11-22
2024-05-15 | HBS11570 | NINGBO DEYE ESS TECHNOLOGY CO., LTD BOS-G50 (x1) w/ Ningbo Deye Inverter Technology Co SUN-12K-SG01HP3-AU-AM2 Deye Solarman / Deye Cloud | 51.2 |  |  | NINGBO DEYE ESS TECHNOLOGY CO., LTD | BOS-G50 | 1 | Ningbo Deye Inverter Technology Co | SUN-12K-SG01HP3-AU-AM2 | Deye | 2026-11-22
2024-05-15 | HBS11571 | NINGBO DEYE ESS TECHNOLOGY CO., LTD BOS-G55 (x1) w/ Ningbo Deye Inverter Technology Co SUN-12K-SG01HP3-AU-AM2 Deye Solarman / Deye Cloud | 56.32 |  |  | NINGBO DEYE ESS TECHNOLOGY CO., LTD | BOS-G55 | 1 | Ningbo Deye Inverter Technology Co | SUN-12K-SG01HP3-AU-AM2 | Deye | 2026-11-22
2024-05-15 | HBS11572 | NINGBO DEYE ESS TECHNOLOGY CO., LTD BOS-G60 (x1) w/ Ningbo Deye Inverter Technology Co SUN-12K-SG01HP3-AU-AM2 Deye Solarman / Deye Cloud | 61.44 |  |  | NINGBO DEYE ESS TECHNOLOGY CO., LTD | BOS-G60 | 1 | Ningbo Deye Inverter Technology Co | SUN-12K-SG01HP3-AU-AM2 | Deye | 2026-11-22
2024-05-15 | HBS11573 | NINGBO DEYE ESS TECHNOLOGY CO., LTD BOS-G35 (x2) w/ Ningbo Deye Inverter Technology Co SUN-12K-SG01HP3-AU-AM2 Deye Solarman / Deye Cloud | 71.68 |  |  | NINGBO DEYE ESS TECHNOLOGY CO., LTD | BOS-G35 | 2 | Ningbo Deye Inverter Technology Co | SUN-12K-SG01HP3-AU-AM2 | Deye | 2026-11-22
2024-05-15 | HBS11574 | NINGBO DEYE ESS TECHNOLOGY CO., LTD BOS-G40 (x2) w/ Ningbo Deye Inverter Technology Co SUN-12K-SG01HP3-AU-AM2 Deye Solarman / Deye Cloud | 81.92 |  |  | NINGBO DEYE ESS TECHNOLOGY CO., LTD | BOS-G40 | 2 | Ningbo Deye Inverter Technology Co | SUN-12K-SG01HP3-AU-AM2 | Deye | 2026-11-22
2024-05-15 | HBS11575 | NINGBO DEYE ESS TECHNOLOGY CO., LTD BOS-G45 (x2) w/ Ningbo Deye Inverter Technology Co SUN-12K-SG01HP3-AU-AM2 Deye Solarman / Deye Cloud | 92.16 |  |  | NINGBO DEYE ESS TECHNOLOGY CO., LTD | BOS-G45 | 2 | Ningbo Deye Inverter Technology Co | SUN-12K-SG01HP3-AU-AM2 | Deye | 2026-11-22
2024-05-15 | HBS11576 | NINGBO DEYE ESS TECHNOLOGY CO., LTD BOS-G50 (x2) w/ Ningbo Deye Inverter Technology Co SUN-12K-SG01HP3-AU-AM2 Deye Solarman / Deye Cloud | 102.4 |  |  | NINGBO DEYE ESS TECHNOLOGY CO., LTD | BOS-G50 | 2 | Ningbo Deye Inverter Technology Co | SUN-12K-SG01HP3-AU-AM2 | Deye | 2026-11-22
2024-05-15 | HBS11577 | NINGBO DEYE ESS TECHNOLOGY CO., LTD BOS-G55 (x2) w/ Ningbo Deye Inverter Technology Co SUN-12K-SG01HP3-AU-AM2 Deye Solarman / Deye Cloud | 112.64 |  |  | NINGBO DEYE ESS TECHNOLOGY CO., LTD | BOS-G55 | 2 | Ningbo Deye Inverter Technology Co | SUN-12K-SG01HP3-AU-AM2 | Deye | 2026-11-22
2024-05-15 | HBS11578 | NINGBO DEYE ESS TECHNOLOGY CO., LTD BOS-G60 (x2) w/ Ningbo Deye Inverter Technology Co SUN-12K-SG01HP3-AU-AM2 Deye Solarman / Deye Cloud | 122.88 |  |  | NINGBO DEYE ESS TECHNOLOGY CO., LTD | BOS-G60 | 2 | Ningbo Deye Inverter Technology Co | SUN-12K-SG01HP3-AU-AM2 | Deye | 2026-11-22
2024-05-15 | HBS11579 | NINGBO DEYE ESS TECHNOLOGY CO., LTD BOS-G20 (x1) w/ Ningbo Deye Inverter Technology Co SUN-15K-SG01HP3-AU-AM2 Deye Solarman / Deye Cloud | 20.48 |  |  | NINGBO DEYE ESS TECHNOLOGY CO., LTD | BOS-G20 | 1 | Ningbo Deye Inverter Technology Co | SUN-15K-SG01HP3-AU-AM2 | Deye | 2026-11-22
2024-05-15 | HBS11580 | NINGBO DEYE ESS TECHNOLOGY CO., LTD BOS-G25 (x1) w/ Ningbo Deye Inverter Technology Co SUN-15K-SG01HP3-AU-AM2 Deye Solarman / Deye Cloud | 25.6 |  |  | NINGBO DEYE ESS TECHNOLOGY CO., LTD | BOS-G25 | 1 | Ningbo Deye Inverter Technology Co | SUN-15K-SG01HP3-AU-AM2 | Deye | 2026-11-22
2024-05-15 | HBS11581 | NINGBO DEYE ESS TECHNOLOGY CO., LTD BOS-G30 (x1) w/ Ningbo Deye Inverter Technology Co SUN-15K-SG01HP3-AU-AM2 Deye Solarman / Deye Cloud | 30.72 |  |  | NINGBO DEYE ESS TECHNOLOGY CO., LTD | BOS-G30 | 1 | Ningbo Deye Inverter Technology Co | SUN-15K-SG01HP3-AU-AM2 | Deye | 2026-11-22
2024-05-15 | HBS11582 | NINGBO DEYE ESS TECHNOLOGY CO., LTD BOS-G35 (x1) w/ Ningbo Deye Inverter Technology Co SUN-15K-SG01HP3-AU-AM2 Deye Solarman / Deye Cloud | 35.84 |  |  | NINGBO DEYE ESS TECHNOLOGY CO., LTD | BOS-G35 | 1 | Ningbo Deye Inverter Technology Co | SUN-15K-SG01HP3-AU-AM2 | Deye | 2026-11-22
2024-05-15 | HBS11583 | NINGBO DEYE ESS TECHNOLOGY CO., LTD BOS-G40 (x1) w/ Ningbo Deye Inverter Technology Co SUN-15K-SG01HP3-AU-AM2 Deye Solarman / Deye Cloud | 40.96 |  |  | NINGBO DEYE ESS TECHNOLOGY CO., LTD | BOS-G40 | 1 | Ningbo Deye Inverter Technology Co | SUN-15K-SG01HP3-AU-AM2 | Deye | 2026-11-22
2024-05-15 | HBS11584 | NINGBO DEYE ESS TECHNOLOGY CO., LTD BOS-G45 (x1) w/ Ningbo Deye Inverter Technology Co SUN-15K-SG01HP3-AU-AM2 Deye Solarman / Deye Cloud | 46.08 |  |  | NINGBO DEYE ESS TECHNOLOGY CO., LTD | BOS-G45 | 1 | Ningbo Deye Inverter Technology Co | SUN-15K-SG01HP3-AU-AM2 | Deye | 2026-11-22
2024-05-15 | HBS11585 | NINGBO DEYE ESS TECHNOLOGY CO., LTD BOS-G50 (x1) w/ Ningbo Deye Inverter Technology Co SUN-15K-SG01HP3-AU-AM2 Deye Solarman / Deye Cloud | 51.2 |  |  | NINGBO DEYE ESS TECHNOLOGY CO., LTD | BOS-G50 | 1 | Ningbo Deye Inverter Technology Co | SUN-15K-SG01HP3-AU-AM2 | Deye | 2026-11-22
2024-05-15 | HBS11586 | NINGBO DEYE ESS TECHNOLOGY CO., LTD BOS-G55 (x1) w/ Ningbo Deye Inverter Technology Co SUN-15K-SG01HP3-AU-AM2 Deye Solarman / Deye Cloud | 56.32 |  |  | NINGBO DEYE ESS TECHNOLOGY CO., LTD | BOS-G55 | 1 | Ningbo Deye Inverter Technology Co | SUN-15K-SG01HP3-AU-AM2 | Deye | 2026-11-22
2024-05-15 | HBS11587 | NINGBO DEYE ESS TECHNOLOGY CO., LTD BOS-G60 (x1) w/ Ningbo Deye Inverter Technology Co SUN-15K-SG01HP3-AU-AM2 Deye Solarman / Deye Cloud | 61.44 |  |  | NINGBO DEYE ESS TECHNOLOGY CO., LTD | BOS-G60 | 1 | Ningbo Deye Inverter Technology Co | SUN-15K-SG01HP3-AU-AM2 | Deye | 2026-11-22
2024-05-15 | HBS11588 | NINGBO DEYE ESS TECHNOLOGY CO., LTD BOS-G35 (x2) w/ Ningbo Deye Inverter Technology Co SUN-15K-SG01HP3-AU-AM2 Deye Solarman / Deye Cloud | 71.68 |  |  | NINGBO DEYE ESS TECHNOLOGY CO., LTD | BOS-G35 | 2 | Ningbo Deye Inverter Technology Co | SUN-15K-SG01HP3-AU-AM2 | Deye | 2026-11-22
2024-05-15 | HBS11589 | NINGBO DEYE ESS TECHNOLOGY CO., LTD BOS-G40 (x2) w/ Ningbo Deye Inverter Technology Co SUN-15K-SG01HP3-AU-AM2 Deye Solarman / Deye Cloud | 81.92 |  |  | NINGBO DEYE ESS TECHNOLOGY CO., LTD | BOS-G40 | 2 | Ningbo Deye Inverter Technology Co | SUN-15K-SG01HP3-AU-AM2 | Deye | 2026-11-22
2024-05-15 | HBS11590 | NINGBO DEYE ESS TECHNOLOGY CO., LTD BOS-G45 (x2) w/ Ningbo Deye Inverter Technology Co SUN-15K-SG01HP3-AU-AM2 Deye Solarman / Deye Cloud | 92.16 |  |  | NINGBO DEYE ESS TECHNOLOGY CO., LTD | BOS-G45 | 2 | Ningbo Deye Inverter Technology Co | SUN-15K-SG01HP3-AU-AM2 | Deye | 2026-11-22
2024-05-15 | HBS11591 | NINGBO DEYE ESS TECHNOLOGY CO., LTD BOS-G50 (x2) w/ Ningbo Deye Inverter Technology Co SUN-15K-SG01HP3-AU-AM2 Deye Solarman / Deye Cloud | 102.4 |  |  | NINGBO DEYE ESS TECHNOLOGY CO., LTD | BOS-G50 | 2 | Ningbo Deye Inverter Technology Co | SUN-15K-SG01HP3-AU-AM2 | Deye | 2026-11-22
2024-05-15 | HBS11592 | NINGBO DEYE ESS TECHNOLOGY CO., LTD BOS-G55 (x2) w/ Ningbo Deye Inverter Technology Co SUN-15K-SG01HP3-AU-AM2 Deye Solarman / Deye Cloud | 112.64 |  |  | NINGBO DEYE ESS TECHNOLOGY CO., LTD | BOS-G55 | 2 | Ningbo Deye Inverter Technology Co | SUN-15K-SG01HP3-AU-AM2 | Deye | 2026-11-22
2024-05-15 | HBS11593 | NINGBO DEYE ESS TECHNOLOGY CO., LTD BOS-G60 (x2) w/ Ningbo Deye Inverter Technology Co SUN-15K-SG01HP3-AU-AM2 Deye Solarman / Deye Cloud | 122.88 |  |  | NINGBO DEYE ESS TECHNOLOGY CO., LTD | BOS-G60 | 2 | Ningbo Deye Inverter Technology Co | SUN-15K-SG01HP3-AU-AM2 | Deye | 2026-11-22
2024-05-15 | HBS11594 | NINGBO DEYE ESS TECHNOLOGY CO., LTD BOS-G20 (x1) w/ Ningbo Deye Inverter Technology Co SUN-20K-SG01HP3-AU-AM2 Deye Solarman / Deye Cloud | 20.48 |  |  | NINGBO DEYE ESS TECHNOLOGY CO., LTD | BOS-G20 | 1 | Ningbo Deye Inverter Technology Co | SUN-20K-SG01HP3-AU-AM2 | Deye | 2026-11-22
2024-05-15 | HBS11595 | NINGBO DEYE ESS TECHNOLOGY CO., LTD BOS-G25 (x1) w/ Ningbo Deye Inverter Technology Co SUN-20K-SG01HP3-AU-AM2 Deye Solarman / Deye Cloud | 25.6 |  |  | NINGBO DEYE ESS TECHNOLOGY CO., LTD | BOS-G25 | 1 | Ningbo Deye Inverter Technology Co | SUN-20K-SG01HP3-AU-AM2 | Deye | 2026-11-22
2024-05-15 | HBS11596 | NINGBO DEYE ESS TECHNOLOGY CO., LTD BOS-G30 (x1) w/ Ningbo Deye Inverter Technology Co SUN-20K-SG01HP3-AU-AM2 Deye Solarman / Deye Cloud | 30.72 |  |  | NINGBO DEYE ESS TECHNOLOGY CO., LTD | BOS-G30 | 1 | Ningbo Deye Inverter Technology Co | SUN-20K-SG01HP3-AU-AM2 | Deye | 2026-11-22
2024-05-15 | HBS11597 | NINGBO DEYE ESS TECHNOLOGY CO., LTD BOS-G35 (x1) w/ Ningbo Deye Inverter Technology Co SUN-20K-SG01HP3-AU-AM2 Deye Solarman / Deye Cloud | 35.84 |  |  | NINGBO DEYE ESS TECHNOLOGY CO., LTD | BOS-G35 | 1 | Ningbo Deye Inverter Technology Co | SUN-20K-SG01HP3-AU-AM2 | Deye | 2026-11-22
2024-05-15 | HBS11598 | NINGBO DEYE ESS TECHNOLOGY CO., LTD BOS-G40 (x1) w/ Ningbo Deye Inverter Technology Co SUN-20K-SG01HP3-AU-AM2 Deye Solarman / Deye Cloud | 40.96 |  |  | NINGBO DEYE ESS TECHNOLOGY CO., LTD | BOS-G40 | 1 | Ningbo Deye Inverter Technology Co | SUN-20K-SG01HP3-AU-AM2 | Deye | 2026-11-22
2024-05-15 | HBS11599 | NINGBO DEYE ESS TECHNOLOGY CO., LTD BOS-G45 (x1) w/ Ningbo Deye Inverter Technology Co SUN-20K-SG01HP3-AU-AM2 Deye Solarman / Deye Cloud | 46.08 |  |  | NINGBO DEYE ESS TECHNOLOGY CO., LTD | BOS-G45 | 1 | Ningbo Deye Inverter Technology Co | SUN-20K-SG01HP3-AU-AM2 | Deye | 2026-11-22
2024-05-15 | HBS11600 | NINGBO DEYE ESS TECHNOLOGY CO., LTD BOS-G50 (x1) w/ Ningbo Deye Inverter Technology Co SUN-20K-SG01HP3-AU-AM2 Deye Solarman / Deye Cloud | 51.2 |  |  | NINGBO DEYE ESS TECHNOLOGY CO., LTD | BOS-G50 | 1 | Ningbo Deye Inverter Technology Co | SUN-20K-SG01HP3-AU-AM2 | Deye | 2026-11-22
2024-05-15 | HBS11601 | NINGBO DEYE ESS TECHNOLOGY CO., LTD BOS-G55 (x1) w/ Ningbo Deye Inverter Technology Co SUN-20K-SG01HP3-AU-AM2 Deye Solarman / Deye Cloud | 56.32 |  |  | NINGBO DEYE ESS TECHNOLOGY CO., LTD | BOS-G55 | 1 | Ningbo Deye Inverter Technology Co | SUN-20K-SG01HP3-AU-AM2 | Deye | 2026-11-22
2024-05-15 | HBS11602 | NINGBO DEYE ESS TECHNOLOGY CO., LTD BOS-G60 (x1) w/ Ningbo Deye Inverter Technology Co SUN-20K-SG01HP3-AU-AM2 Deye Solarman / Deye Cloud | 61.44 |  |  | NINGBO DEYE ESS TECHNOLOGY CO., LTD | BOS-G60 | 1 | Ningbo Deye Inverter Technology Co | SUN-20K-SG01HP3-AU-AM2 | Deye | 2026-11-22
2024-05-15 | HBS11603 | NINGBO DEYE ESS TECHNOLOGY CO., LTD BOS-G35 (x2) w/ Ningbo Deye Inverter Technology Co SUN-20K-SG01HP3-AU-AM2 Deye Solarman / Deye Cloud | 71.68 |  |  | NINGBO DEYE ESS TECHNOLOGY CO., LTD | BOS-G35 | 2 | Ningbo Deye Inverter Technology Co | SUN-20K-SG01HP3-AU-AM2 | Deye | 2026-11-22
2024-05-15 | HBS11604 | NINGBO DEYE ESS TECHNOLOGY CO., LTD BOS-G40 (x2) w/ Ningbo Deye Inverter Technology Co SUN-20K-SG01HP3-AU-AM2 Deye Solarman / Deye Cloud | 81.92 |  |  | NINGBO DEYE ESS TECHNOLOGY CO., LTD | BOS-G40 | 2 | Ningbo Deye Inverter Technology Co | SUN-20K-SG01HP3-AU-AM2 | Deye | 2026-11-22
2024-05-15 | HBS11605 | NINGBO DEYE ESS TECHNOLOGY CO., LTD BOS-G45 (x2) w/ Ningbo Deye Inverter Technology Co SUN-20K-SG01HP3-AU-AM2 Deye Solarman / Deye Cloud | 92.16 |  |  | NINGBO DEYE ESS TECHNOLOGY CO., LTD | BOS-G45 | 2 | Ningbo Deye Inverter Technology Co | SUN-20K-SG01HP3-AU-AM2 | Deye | 2026-11-22
2024-05-15 | HBS11606 | NINGBO DEYE ESS TECHNOLOGY CO., LTD BOS-G50 (x2) w/ Ningbo Deye Inverter Technology Co SUN-20K-SG01HP3-AU-AM2 Deye Solarman / Deye Cloud | 102.4 |  |  | NINGBO DEYE ESS TECHNOLOGY CO., LTD | BOS-G50 | 2 | Ningbo Deye Inverter Technology Co | SUN-20K-SG01HP3-AU-AM2 | Deye | 2026-11-22
2024-05-15 | HBS11607 | NINGBO DEYE ESS TECHNOLOGY CO., LTD BOS-G55 (x2) w/ Ningbo Deye Inverter Technology Co SUN-20K-SG01HP3-AU-AM2 Deye Solarman / Deye Cloud | 112.64 |  |  | NINGBO DEYE ESS TECHNOLOGY CO., LTD | BOS-G55 | 2 | Ningbo Deye Inverter Technology Co | SUN-20K-SG01HP3-AU-AM2 | Deye | 2026-11-22
2024-05-15 | HBS11608 | NINGBO DEYE ESS TECHNOLOGY CO., LTD BOS-G60 (x2) w/ Ningbo Deye Inverter Technology Co SUN-20K-SG01HP3-AU-AM2 Deye Solarman / Deye Cloud | 122.88 |  |  | NINGBO DEYE ESS TECHNOLOGY CO., LTD | BOS-G60 | 2 | Ningbo Deye Inverter Technology Co | SUN-20K-SG01HP3-AU-AM2 | Deye | 2026-11-22
2024-05-15 | HBS11609 | NINGBO DEYE ESS TECHNOLOGY CO., LTD BOS-G20 (x1) w/ Ningbo Deye Inverter Technology Co SUN-25K-SG01HP3-AU-AM2 Deye Solarman / Deye Cloud | 20.48 |  |  | NINGBO DEYE ESS TECHNOLOGY CO., LTD | BOS-G20 | 1 | Ningbo Deye Inverter Technology Co | SUN-25K-SG01HP3-AU-AM2 | Deye | 2026-11-22
2024-05-15 | HBS11610 | NINGBO DEYE ESS TECHNOLOGY CO., LTD BOS-G25 (x1) w/ Ningbo Deye Inverter Technology Co SUN-25K-SG01HP3-AU-AM2 Deye Solarman / Deye Cloud | 25.6 |  |  | NINGBO DEYE ESS TECHNOLOGY CO., LTD | BOS-G25 | 1 | Ningbo Deye Inverter Technology Co | SUN-25K-SG01HP3-AU-AM2 | Deye | 2026-11-22
2024-05-15 | HBS11611 | NINGBO DEYE ESS TECHNOLOGY CO., LTD BOS-G30 (x1) w/ Ningbo Deye Inverter Technology Co SUN-25K-SG01HP3-AU-AM2 Deye Solarman / Deye Cloud | 30.72 |  |  | NINGBO DEYE ESS TECHNOLOGY CO., LTD | BOS-G30 | 1 | Ningbo Deye Inverter Technology Co | SUN-25K-SG01HP3-AU-AM2 | Deye | 2026-11-22
2024-05-15 | HBS11612 | NINGBO DEYE ESS TECHNOLOGY CO., LTD BOS-G35 (x1) w/ Ningbo Deye Inverter Technology Co SUN-25K-SG01HP3-AU-AM2 Deye Solarman / Deye Cloud | 35.84 |  |  | NINGBO DEYE ESS TECHNOLOGY CO., LTD | BOS-G35 | 1 | Ningbo Deye Inverter Technology Co | SUN-25K-SG01HP3-AU-AM2 | Deye | 2026-11-22
2024-05-15 | HBS11613 | NINGBO DEYE ESS TECHNOLOGY CO., LTD BOS-G40 (x1) w/ Ningbo Deye Inverter Technology Co SUN-25K-SG01HP3-AU-AM2 Deye Solarman / Deye Cloud | 40.96 |  |  | NINGBO DEYE ESS TECHNOLOGY CO., LTD | BOS-G40 | 1 | Ningbo Deye Inverter Technology Co | SUN-25K-SG01HP3-AU-AM2 | Deye | 2026-11-22
2024-05-15 | HBS11614 | NINGBO DEYE ESS TECHNOLOGY CO., LTD BOS-G45 (x1) w/ Ningbo Deye Inverter Technology Co SUN-25K-SG01HP3-AU-AM2 Deye Solarman / Deye Cloud | 46.08 |  |  | NINGBO DEYE ESS TECHNOLOGY CO., LTD | BOS-G45 | 1 | Ningbo Deye Inverter Technology Co | SUN-25K-SG01HP3-AU-AM2 | Deye | 2026-11-22
2024-05-15 | HBS11615 | NINGBO DEYE ESS TECHNOLOGY CO., LTD BOS-G50 (x1) w/ Ningbo Deye Inverter Technology Co SUN-25K-SG01HP3-AU-AM2 Deye Solarman / Deye Cloud | 51.2 |  |  | NINGBO DEYE ESS TECHNOLOGY CO., LTD | BOS-G50 | 1 | Ningbo Deye Inverter Technology Co | SUN-25K-SG01HP3-AU-AM2 | Deye | 2026-11-22
2024-05-15 | HBS11616 | NINGBO DEYE ESS TECHNOLOGY CO., LTD BOS-G55 (x1) w/ Ningbo Deye Inverter Technology Co SUN-25K-SG01HP3-AU-AM2 Deye Solarman / Deye Cloud | 56.32 |  |  | NINGBO DEYE ESS TECHNOLOGY CO., LTD | BOS-G55 | 1 | Ningbo Deye Inverter Technology Co | SUN-25K-SG01HP3-AU-AM2 | Deye | 2026-11-22
2024-05-15 | HBS11617 | NINGBO DEYE ESS TECHNOLOGY CO., LTD BOS-G60 (x1) w/ Ningbo Deye Inverter Technology Co SUN-25K-SG01HP3-AU-AM2 Deye Solarman / Deye Cloud | 61.44 |  |  | NINGBO DEYE ESS TECHNOLOGY CO., LTD | BOS-G60 | 1 | Ningbo Deye Inverter Technology Co | SUN-25K-SG01HP3-AU-AM2 | Deye | 2026-11-22
2024-05-15 | HBS11618 | NINGBO DEYE ESS TECHNOLOGY CO., LTD BOS-G35 (x2) w/ Ningbo Deye Inverter Technology Co SUN-25K-SG01HP3-AU-AM2 Deye Solarman / Deye Cloud | 71.68 |  |  | NINGBO DEYE ESS TECHNOLOGY CO., LTD | BOS-G35 | 2 | Ningbo Deye Inverter Technology Co | SUN-25K-SG01HP3-AU-AM2 | Deye | 2026-11-22
2024-05-15 | HBS11619 | NINGBO DEYE ESS TECHNOLOGY CO., LTD BOS-G40 (x2) w/ Ningbo Deye Inverter Technology Co SUN-25K-SG01HP3-AU-AM2 Deye Solarman / Deye Cloud | 81.92 |  |  | NINGBO DEYE ESS TECHNOLOGY CO., LTD | BOS-G40 | 2 | Ningbo Deye Inverter Technology Co | SUN-25K-SG01HP3-AU-AM2 | Deye | 2026-11-22
2024-05-15 | HBS11620 | NINGBO DEYE ESS TECHNOLOGY CO., LTD BOS-G45 (x2) w/ Ningbo Deye Inverter Technology Co SUN-25K-SG01HP3-AU-AM2 Deye Solarman / Deye Cloud | 92.16 |  |  | NINGBO DEYE ESS TECHNOLOGY CO., LTD | BOS-G45 | 2 | Ningbo Deye Inverter Technology Co | SUN-25K-SG01HP3-AU-AM2 | Deye | 2026-11-22
2024-05-15 | HBS11621 | NINGBO DEYE ESS TECHNOLOGY CO., LTD BOS-G50 (x2) w/ Ningbo Deye Inverter Technology Co SUN-25K-SG01HP3-AU-AM2 Deye Solarman / Deye Cloud | 102.4 |  |  | NINGBO DEYE ESS TECHNOLOGY CO., LTD | BOS-G50 | 2 | Ningbo Deye Inverter Technology Co | SUN-25K-SG01HP3-AU-AM2 | Deye | 2026-11-22
2024-05-15 | HBS11622 | NINGBO DEYE ESS TECHNOLOGY CO., LTD BOS-G55 (x2) w/ Ningbo Deye Inverter Technology Co SUN-25K-SG01HP3-AU-AM2 Deye Solarman / Deye Cloud | 112.64 |  |  | NINGBO DEYE ESS TECHNOLOGY CO., LTD | BOS-G55 | 2 | Ningbo Deye Inverter Technology Co | SUN-25K-SG01HP3-AU-AM2 | Deye | 2026-11-22
2024-05-15 | HBS11623 | NINGBO DEYE ESS TECHNOLOGY CO., LTD BOS-G60 (x2) w/ Ningbo Deye Inverter Technology Co SUN-25K-SG01HP3-AU-AM2 Deye Solarman / Deye Cloud | 122.88 |  |  | NINGBO DEYE ESS TECHNOLOGY CO., LTD | BOS-G60 | 2 | Ningbo Deye Inverter Technology Co | SUN-25K-SG01HP3-AU-AM2 | Deye | 2026-11-22
2024-05-15 | HBS11624 | NINGBO DEYE ESS TECHNOLOGY CO., LTD BOS-G20 (x1) w/ Ningbo Deye Inverter Technology Co SUN-29.9K-SG01HP3-AU-BM3 Deye Solarman / Deye Cloud | 20.48 |  |  | NINGBO DEYE ESS TECHNOLOGY CO., LTD | BOS-G20 | 1 | Ningbo Deye Inverter Technology Co | SUN-29.9K-SG01HP3-AU-BM3 | Deye | 2026-08-16
2024-05-15 | HBS11625 | NINGBO DEYE ESS TECHNOLOGY CO., LTD BOS-G25 (x1) w/ Ningbo Deye Inverter Technology Co SUN-29.9K-SG01HP3-AU-BM3 Deye Solarman / Deye Cloud | 25.6 |  |  | NINGBO DEYE ESS TECHNOLOGY CO., LTD | BOS-G25 | 1 | Ningbo Deye Inverter Technology Co | SUN-29.9K-SG01HP3-AU-BM3 | Deye | 2026-08-16
2024-05-15 | HBS11626 | NINGBO DEYE ESS TECHNOLOGY CO., LTD BOS-G30 (x1) w/ Ningbo Deye Inverter Technology Co SUN-29.9K-SG01HP3-AU-BM3 Deye Solarman / Deye Cloud | 30.72 |  |  | NINGBO DEYE ESS TECHNOLOGY CO., LTD | BOS-G30 | 1 | Ningbo Deye Inverter Technology Co | SUN-29.9K-SG01HP3-AU-BM3 | Deye | 2026-08-16
2024-05-15 | HBS11627 | NINGBO DEYE ESS TECHNOLOGY CO., LTD BOS-G35 (x1) w/ Ningbo Deye Inverter Technology Co SUN-29.9K-SG01HP3-AU-BM3 Deye Solarman / Deye Cloud | 35.84 |  |  | NINGBO DEYE ESS TECHNOLOGY CO., LTD | BOS-G35 | 1 | Ningbo Deye Inverter Technology Co | SUN-29.9K-SG01HP3-AU-BM3 | Deye | 2026-08-16
2024-05-15 | HBS11628 | NINGBO DEYE ESS TECHNOLOGY CO., LTD BOS-G40 (x1) w/ Ningbo Deye Inverter Technology Co SUN-29.9K-SG01HP3-AU-BM3 Deye Solarman / Deye Cloud | 40.96 |  |  | NINGBO DEYE ESS TECHNOLOGY CO., LTD | BOS-G40 | 1 | Ningbo Deye Inverter Technology Co | SUN-29.9K-SG01HP3-AU-BM3 | Deye | 2026-08-16
2024-05-15 | HBS11629 | NINGBO DEYE ESS TECHNOLOGY CO., LTD BOS-G45 (x1) w/ Ningbo Deye Inverter Technology Co SUN-29.9K-SG01HP3-AU-BM3 Deye Solarman / Deye Cloud | 46.08 |  |  | NINGBO DEYE ESS TECHNOLOGY CO., LTD | BOS-G45 | 1 | Ningbo Deye Inverter Technology Co | SUN-29.9K-SG01HP3-AU-BM3 | Deye | 2026-08-16
2024-05-15 | HBS11630 | NINGBO DEYE ESS TECHNOLOGY CO., LTD BOS-G50 (x1) w/ Ningbo Deye Inverter Technology Co SUN-29.9K-SG01HP3-AU-BM3 Deye Solarman / Deye Cloud | 51.2 |  |  | NINGBO DEYE ESS TECHNOLOGY CO., LTD | BOS-G50 | 1 | Ningbo Deye Inverter Technology Co | SUN-29.9K-SG01HP3-AU-BM3 | Deye | 2026-08-16
2024-05-15 | HBS11631 | NINGBO DEYE ESS TECHNOLOGY CO., LTD BOS-G55 (x1) w/ Ningbo Deye Inverter Technology Co SUN-29.9K-SG01HP3-AU-BM3 Deye Solarman / Deye Cloud | 56.32 |  |  | NINGBO DEYE ESS TECHNOLOGY CO., LTD | BOS-G55 | 1 | Ningbo Deye Inverter Technology Co | SUN-29.9K-SG01HP3-AU-BM3 | Deye | 2026-08-16
2024-05-15 | HBS11632 | NINGBO DEYE ESS TECHNOLOGY CO., LTD BOS-G60 (x1) w/ Ningbo Deye Inverter Technology Co SUN-29.9K-SG01HP3-AU-BM3 Deye Solarman / Deye Cloud | 61.44 |  |  | NINGBO DEYE ESS TECHNOLOGY CO., LTD | BOS-G60 | 1 | Ningbo Deye Inverter Technology Co | SUN-29.9K-SG01HP3-AU-BM3 | Deye | 2026-08-16
2024-05-15 | HBS11633 | NINGBO DEYE ESS TECHNOLOGY CO., LTD BOS-G35 (x2) w/ Ningbo Deye Inverter Technology Co SUN-29.9K-SG01HP3-AU-BM3 Deye Solarman / Deye Cloud | 71.68 |  |  | NINGBO DEYE ESS TECHNOLOGY CO., LTD | BOS-G35 | 2 | Ningbo Deye Inverter Technology Co | SUN-29.9K-SG01HP3-AU-BM3 | Deye | 2026-08-16
2024-05-15 | HBS11634 | NINGBO DEYE ESS TECHNOLOGY CO., LTD BOS-G40 (x2) w/ Ningbo Deye Inverter Technology Co SUN-29.9K-SG01HP3-AU-BM3 Deye Solarman / Deye Cloud | 81.92 |  |  | NINGBO DEYE ESS TECHNOLOGY CO., LTD | BOS-G40 | 2 | Ningbo Deye Inverter Technology Co | SUN-29.9K-SG01HP3-AU-BM3 | Deye | 2026-08-16
2024-05-15 | HBS11635 | NINGBO DEYE ESS TECHNOLOGY CO., LTD BOS-G45 (x2) w/ Ningbo Deye Inverter Technology Co SUN-29.9K-SG01HP3-AU-BM3 Deye Solarman / Deye Cloud | 92.16 |  |  | NINGBO DEYE ESS TECHNOLOGY CO., LTD | BOS-G45 | 2 | Ningbo Deye Inverter Technology Co | SUN-29.9K-SG01HP3-AU-BM3 | Deye | 2026-08-16
2024-05-15 | HBS11636 | NINGBO DEYE ESS TECHNOLOGY CO., LTD BOS-G50 (x2) w/ Ningbo Deye Inverter Technology Co SUN-29.9K-SG01HP3-AU-BM3 Deye Solarman / Deye Cloud | 102.4 |  |  | NINGBO DEYE ESS TECHNOLOGY CO., LTD | BOS-G50 | 2 | Ningbo Deye Inverter Technology Co | SUN-29.9K-SG01HP3-AU-BM3 | Deye | 2026-08-16
2024-05-15 | HBS11637 | NINGBO DEYE ESS TECHNOLOGY CO., LTD BOS-G55 (x2) w/ Ningbo Deye Inverter Technology Co SUN-29.9K-SG01HP3-AU-BM3 Deye Solarman / Deye Cloud | 112.64 |  |  | NINGBO DEYE ESS TECHNOLOGY CO., LTD | BOS-G55 | 2 | Ningbo Deye Inverter Technology Co | SUN-29.9K-SG01HP3-AU-BM3 | Deye | 2026-08-16
2024-05-15 | HBS11638 | NINGBO DEYE ESS TECHNOLOGY CO., LTD BOS-G60 (x2) w/ Ningbo Deye Inverter Technology Co SUN-29.9K-SG01HP3-AU-BM3 Deye Solarman / Deye Cloud | 122.88 |  |  | NINGBO DEYE ESS TECHNOLOGY CO., LTD | BOS-G60 | 2 | Ningbo Deye Inverter Technology Co | SUN-29.9K-SG01HP3-AU-BM3 | Deye | 2026-08-16
2024-05-15 | HBS11639 | NINGBO DEYE ESS TECHNOLOGY CO., LTD BOS-G20 (x1) w/ Ningbo Deye Inverter Technology Co SUN-30K-SG01HP3-AU-BM3 Deye Solarman / Deye Cloud | 20.48 |  |  | NINGBO DEYE ESS TECHNOLOGY CO., LTD | BOS-G20 | 1 | Ningbo Deye Inverter Technology Co | SUN-30K-SG01HP3-AU-BM3 | Deye | 2026-08-16
2024-05-15 | HBS11640 | NINGBO DEYE ESS TECHNOLOGY CO., LTD BOS-G25 (x1) w/ Ningbo Deye Inverter Technology Co SUN-30K-SG01HP3-AU-BM3 Deye Solarman / Deye Cloud | 25.6 |  |  | NINGBO DEYE ESS TECHNOLOGY CO., LTD | BOS-G25 | 1 | Ningbo Deye Inverter Technology Co | SUN-30K-SG01HP3-AU-BM3 | Deye | 2026-08-16
2024-05-15 | HBS11641 | NINGBO DEYE ESS TECHNOLOGY CO., LTD BOS-G30 (x1) w/ Ningbo Deye Inverter Technology Co SUN-30K-SG01HP3-AU-BM3 Deye Solarman / Deye Cloud | 30.72 |  |  | NINGBO DEYE ESS TECHNOLOGY CO., LTD | BOS-G30 | 1 | Ningbo Deye Inverter Technology Co | SUN-30K-SG01HP3-AU-BM3 | Deye | 2026-08-16
2024-05-15 | HBS11642 | NINGBO DEYE ESS TECHNOLOGY CO., LTD BOS-G35 (x1) w/ Ningbo Deye Inverter Technology Co SUN-30K-SG01HP3-AU-BM3 Deye Solarman / Deye Cloud | 35.84 |  |  | NINGBO DEYE ESS TECHNOLOGY CO., LTD | BOS-G35 | 1 | Ningbo Deye Inverter Technology Co | SUN-30K-SG01HP3-AU-BM3 | Deye | 2026-08-16
2024-05-15 | HBS11643 | NINGBO DEYE ESS TECHNOLOGY CO., LTD BOS-G40 (x1) w/ Ningbo Deye Inverter Technology Co SUN-30K-SG01HP3-AU-BM3 Deye Solarman / Deye Cloud | 40.96 |  |  | NINGBO DEYE ESS TECHNOLOGY CO., LTD | BOS-G40 | 1 | Ningbo Deye Inverter Technology Co | SUN-30K-SG01HP3-AU-BM3 | Deye | 2026-08-16
2024-05-15 | HBS11644 | NINGBO DEYE ESS TECHNOLOGY CO., LTD BOS-G45 (x1) w/ Ningbo Deye Inverter Technology Co SUN-30K-SG01HP3-AU-BM3 Deye Solarman / Deye Cloud | 46.08 |  |  | NINGBO DEYE ESS TECHNOLOGY CO., LTD | BOS-G45 | 1 | Ningbo Deye Inverter Technology Co | SUN-30K-SG01HP3-AU-BM3 | Deye | 2026-08-16
2024-05-15 | HBS11645 | NINGBO DEYE ESS TECHNOLOGY CO., LTD BOS-G50 (x1) w/ Ningbo Deye Inverter Technology Co SUN-30K-SG01HP3-AU-BM3 Deye Solarman / Deye Cloud | 51.2 |  |  | NINGBO DEYE ESS TECHNOLOGY CO., LTD | BOS-G50 | 1 | Ningbo Deye Inverter Technology Co | SUN-30K-SG01HP3-AU-BM3 | Deye | 2026-08-16
2024-05-15 | HBS11646 | NINGBO DEYE ESS TECHNOLOGY CO., LTD BOS-G55 (x1) w/ Ningbo Deye Inverter Technology Co SUN-30K-SG01HP3-AU-BM3 Deye Solarman / Deye Cloud | 56.32 |  |  | NINGBO DEYE ESS TECHNOLOGY CO., LTD | BOS-G55 | 1 | Ningbo Deye Inverter Technology Co | SUN-30K-SG01HP3-AU-BM3 | Deye | 2026-08-16
2024-05-15 | HBS11647 | NINGBO DEYE ESS TECHNOLOGY CO., LTD BOS-G60 (x1) w/ Ningbo Deye Inverter Technology Co SUN-30K-SG01HP3-AU-BM3 Deye Solarman / Deye Cloud | 61.44 |  |  | NINGBO DEYE ESS TECHNOLOGY CO., LTD | BOS-G60 | 1 | Ningbo Deye Inverter Technology Co | SUN-30K-SG01HP3-AU-BM3 | Deye | 2026-08-16
2024-05-15 | HBS11648 | NINGBO DEYE ESS TECHNOLOGY CO., LTD BOS-G35 (x2) w/ Ningbo Deye Inverter Technology Co SUN-30K-SG01HP3-AU-BM3 Deye Solarman / Deye Cloud | 71.68 |  |  | NINGBO DEYE ESS TECHNOLOGY CO., LTD | BOS-G35 | 2 | Ningbo Deye Inverter Technology Co | SUN-30K-SG01HP3-AU-BM3 | Deye | 2026-08-16
2024-05-15 | HBS11649 | NINGBO DEYE ESS TECHNOLOGY CO., LTD BOS-G40 (x2) w/ Ningbo Deye Inverter Technology Co SUN-30K-SG01HP3-AU-BM3 Deye Solarman / Deye Cloud | 81.92 |  |  | NINGBO DEYE ESS TECHNOLOGY CO., LTD | BOS-G40 | 2 | Ningbo Deye Inverter Technology Co | SUN-30K-SG01HP3-AU-BM3 | Deye | 2026-08-16
2024-05-15 | HBS11650 | NINGBO DEYE ESS TECHNOLOGY CO., LTD BOS-G45 (x2) w/ Ningbo Deye Inverter Technology Co SUN-30K-SG01HP3-AU-BM3 Deye Solarman / Deye Cloud | 92.16 |  |  | NINGBO DEYE ESS TECHNOLOGY CO., LTD | BOS-G45 | 2 | Ningbo Deye Inverter Technology Co | SUN-30K-SG01HP3-AU-BM3 | Deye | 2026-08-16
2024-05-15 | HBS11651 | NINGBO DEYE ESS TECHNOLOGY CO., LTD BOS-G50 (x2) w/ Ningbo Deye Inverter Technology Co SUN-30K-SG01HP3-AU-BM3 Deye Solarman / Deye Cloud | 102.4 |  |  | NINGBO DEYE ESS TECHNOLOGY CO., LTD | BOS-G50 | 2 | Ningbo Deye Inverter Technology Co | SUN-30K-SG01HP3-AU-BM3 | Deye | 2026-08-16
2024-05-15 | HBS11652 | NINGBO DEYE ESS TECHNOLOGY CO., LTD BOS-G55 (x2) w/ Ningbo Deye Inverter Technology Co SUN-30K-SG01HP3-AU-BM3 Deye Solarman / Deye Cloud | 112.64 |  |  | NINGBO DEYE ESS TECHNOLOGY CO., LTD | BOS-G55 | 2 | Ningbo Deye Inverter Technology Co | SUN-30K-SG01HP3-AU-BM3 | Deye | 2026-08-16
2024-05-15 | HBS11653 | NINGBO DEYE ESS TECHNOLOGY CO., LTD BOS-G60 (x2) w/ Ningbo Deye Inverter Technology Co SUN-30K-SG01HP3-AU-BM3 Deye Solarman / Deye Cloud | 122.88 |  |  | NINGBO DEYE ESS TECHNOLOGY CO., LTD | BOS-G60 | 2 | Ningbo Deye Inverter Technology Co | SUN-30K-SG01HP3-AU-BM3 | Deye | 2026-08-16
2024-05-15 | HBS11654 | NINGBO DEYE ESS TECHNOLOGY CO., LTD BOS-G20 (x1) w/ Ningbo Deye Inverter Technology Co SUN-35K-SG01HP3-AU-BM3 Deye Solarman / Deye Cloud | 20.48 |  |  | NINGBO DEYE ESS TECHNOLOGY CO., LTD | BOS-G20 | 1 | Ningbo Deye Inverter Technology Co | SUN-35K-SG01HP3-AU-BM3 | Deye | 2026-08-16
2024-05-15 | HBS11655 | NINGBO DEYE ESS TECHNOLOGY CO., LTD BOS-G25 (x1) w/ Ningbo Deye Inverter Technology Co SUN-35K-SG01HP3-AU-BM3 Deye Solarman / Deye Cloud | 25.6 |  |  | NINGBO DEYE ESS TECHNOLOGY CO., LTD | BOS-G25 | 1 | Ningbo Deye Inverter Technology Co | SUN-35K-SG01HP3-AU-BM3 | Deye | 2026-08-16
2024-05-15 | HBS11656 | NINGBO DEYE ESS TECHNOLOGY CO., LTD BOS-G30 (x1) w/ Ningbo Deye Inverter Technology Co SUN-35K-SG01HP3-AU-BM3 Deye Solarman / Deye Cloud | 30.72 |  |  | NINGBO DEYE ESS TECHNOLOGY CO., LTD | BOS-G30 | 1 | Ningbo Deye Inverter Technology Co | SUN-35K-SG01HP3-AU-BM3 | Deye | 2026-08-16
2024-05-15 | HBS11657 | NINGBO DEYE ESS TECHNOLOGY CO., LTD BOS-G35 (x1) w/ Ningbo Deye Inverter Technology Co SUN-35K-SG01HP3-AU-BM3 Deye Solarman / Deye Cloud | 35.84 |  |  | NINGBO DEYE ESS TECHNOLOGY CO., LTD | BOS-G35 | 1 | Ningbo Deye Inverter Technology Co | SUN-35K-SG01HP3-AU-BM3 | Deye | 2026-08-16
2024-05-15 | HBS11658 | NINGBO DEYE ESS TECHNOLOGY CO., LTD BOS-G40 (x1) w/ Ningbo Deye Inverter Technology Co SUN-35K-SG01HP3-AU-BM3 Deye Solarman / Deye Cloud | 40.96 |  |  | NINGBO DEYE ESS TECHNOLOGY CO., LTD | BOS-G40 | 1 | Ningbo Deye Inverter Technology Co | SUN-35K-SG01HP3-AU-BM3 | Deye | 2026-08-16
2024-05-15 | HBS11659 | NINGBO DEYE ESS TECHNOLOGY CO., LTD BOS-G45 (x1) w/ Ningbo Deye Inverter Technology Co SUN-35K-SG01HP3-AU-BM3 Deye Solarman / Deye Cloud | 46.08 |  |  | NINGBO DEYE ESS TECHNOLOGY CO., LTD | BOS-G45 | 1 | Ningbo Deye Inverter Technology Co | SUN-35K-SG01HP3-AU-BM3 | Deye | 2026-08-16
2024-05-15 | HBS11660 | NINGBO DEYE ESS TECHNOLOGY CO., LTD BOS-G50 (x1) w/ Ningbo Deye Inverter Technology Co SUN-35K-SG01HP3-AU-BM3 Deye Solarman / Deye Cloud | 51.2 |  |  | NINGBO DEYE ESS TECHNOLOGY CO., LTD | BOS-G50 | 1 | Ningbo Deye Inverter Technology Co | SUN-35K-SG01HP3-AU-BM3 | Deye | 2026-08-16
2024-05-15 | HBS11661 | NINGBO DEYE ESS TECHNOLOGY CO., LTD BOS-G55 (x1) w/ Ningbo Deye Inverter Technology Co SUN-35K-SG01HP3-AU-BM3 Deye Solarman / Deye Cloud | 56.32 |  |  | NINGBO DEYE ESS TECHNOLOGY CO., LTD | BOS-G55 | 1 | Ningbo Deye Inverter Technology Co | SUN-35K-SG01HP3-AU-BM3 | Deye | 2026-08-16
2024-05-15 | HBS11662 | NINGBO DEYE ESS TECHNOLOGY CO., LTD BOS-G60 (x1) w/ Ningbo Deye Inverter Technology Co SUN-35K-SG01HP3-AU-BM3 Deye Solarman / Deye Cloud | 61.44 |  |  | NINGBO DEYE ESS TECHNOLOGY CO., LTD | BOS-G60 | 1 | Ningbo Deye Inverter Technology Co | SUN-35K-SG01HP3-AU-BM3 | Deye | 2026-08-16
2024-05-15 | HBS11663 | NINGBO DEYE ESS TECHNOLOGY CO., LTD BOS-G35 (x2) w/ Ningbo Deye Inverter Technology Co SUN-35K-SG01HP3-AU-BM3 Deye Solarman / Deye Cloud | 71.68 |  |  | NINGBO DEYE ESS TECHNOLOGY CO., LTD | BOS-G35 | 2 | Ningbo Deye Inverter Technology Co | SUN-35K-SG01HP3-AU-BM3 | Deye | 2026-08-16
2024-05-15 | HBS11664 | NINGBO DEYE ESS TECHNOLOGY CO., LTD BOS-G40 (x2) w/ Ningbo Deye Inverter Technology Co SUN-35K-SG01HP3-AU-BM3 Deye Solarman / Deye Cloud | 81.92 |  |  | NINGBO DEYE ESS TECHNOLOGY CO., LTD | BOS-G40 | 2 | Ningbo Deye Inverter Technology Co | SUN-35K-SG01HP3-AU-BM3 | Deye | 2026-08-16
2024-05-15 | HBS11665 | NINGBO DEYE ESS TECHNOLOGY CO., LTD BOS-G45 (x2) w/ Ningbo Deye Inverter Technology Co SUN-35K-SG01HP3-AU-BM3 Deye Solarman / Deye Cloud | 92.16 |  |  | NINGBO DEYE ESS TECHNOLOGY CO., LTD | BOS-G45 | 2 | Ningbo Deye Inverter Technology Co | SUN-35K-SG01HP3-AU-BM3 | Deye | 2026-08-16
2024-05-15 | HBS11666 | NINGBO DEYE ESS TECHNOLOGY CO., LTD BOS-G50 (x2) w/ Ningbo Deye Inverter Technology Co SUN-35K-SG01HP3-AU-BM3 Deye Solarman / Deye Cloud | 102.4 |  |  | NINGBO DEYE ESS TECHNOLOGY CO., LTD | BOS-G50 | 2 | Ningbo Deye Inverter Technology Co | SUN-35K-SG01HP3-AU-BM3 | Deye | 2026-08-16
2024-05-15 | HBS11667 | NINGBO DEYE ESS TECHNOLOGY CO., LTD BOS-G55 (x2) w/ Ningbo Deye Inverter Technology Co SUN-35K-SG01HP3-AU-BM3 Deye Solarman / Deye Cloud | 112.64 |  |  | NINGBO DEYE ESS TECHNOLOGY CO., LTD | BOS-G55 | 2 | Ningbo Deye Inverter Technology Co | SUN-35K-SG01HP3-AU-BM3 | Deye | 2026-08-16
2024-05-15 | HBS11668 | NINGBO DEYE ESS TECHNOLOGY CO., LTD BOS-G60 (x2) w/ Ningbo Deye Inverter Technology Co SUN-35K-SG01HP3-AU-BM3 Deye Solarman / Deye Cloud | 122.88 |  |  | NINGBO DEYE ESS TECHNOLOGY CO., LTD | BOS-G60 | 2 | Ningbo Deye Inverter Technology Co | SUN-35K-SG01HP3-AU-BM3 | Deye | 2026-08-16
2024-05-15 | HBS11669 | NINGBO DEYE ESS TECHNOLOGY CO., LTD BOS-G20 (x1) w/ Ningbo Deye Inverter Technology Co SUN-40K-SG01HP3-AU-BM4 Deye Solarman / Deye Cloud | 20.48 |  |  | NINGBO DEYE ESS TECHNOLOGY CO., LTD | BOS-G20 | 1 | Ningbo Deye Inverter Technology Co | SUN-40K-SG01HP3-AU-BM4 | Deye | 2026-08-16
2024-05-15 | HBS11670 | NINGBO DEYE ESS TECHNOLOGY CO., LTD BOS-G25 (x1) w/ Ningbo Deye Inverter Technology Co SUN-40K-SG01HP3-AU-BM4 Deye Solarman / Deye Cloud | 25.6 |  |  | NINGBO DEYE ESS TECHNOLOGY CO., LTD | BOS-G25 | 1 | Ningbo Deye Inverter Technology Co | SUN-40K-SG01HP3-AU-BM4 | Deye | 2026-08-16
2024-05-15 | HBS11671 | NINGBO DEYE ESS TECHNOLOGY CO., LTD BOS-G30 (x1) w/ Ningbo Deye Inverter Technology Co SUN-40K-SG01HP3-AU-BM4 Deye Solarman / Deye Cloud | 30.72 |  |  | NINGBO DEYE ESS TECHNOLOGY CO., LTD | BOS-G30 | 1 | Ningbo Deye Inverter Technology Co | SUN-40K-SG01HP3-AU-BM4 | Deye | 2026-08-16
2024-05-15 | HBS11672 | NINGBO DEYE ESS TECHNOLOGY CO., LTD BOS-G35 (x1) w/ Ningbo Deye Inverter Technology Co SUN-40K-SG01HP3-AU-BM4 Deye Solarman / Deye Cloud | 35.84 |  |  | NINGBO DEYE ESS TECHNOLOGY CO., LTD | BOS-G35 | 1 | Ningbo Deye Inverter Technology Co | SUN-40K-SG01HP3-AU-BM4 | Deye | 2026-08-16
2024-05-15 | HBS11673 | NINGBO DEYE ESS TECHNOLOGY CO., LTD BOS-G40 (x1) w/ Ningbo Deye Inverter Technology Co SUN-40K-SG01HP3-AU-BM4 Deye Solarman / Deye Cloud | 40.96 |  |  | NINGBO DEYE ESS TECHNOLOGY CO., LTD | BOS-G40 | 1 | Ningbo Deye Inverter Technology Co | SUN-40K-SG01HP3-AU-BM4 | Deye | 2026-08-16
2024-05-15 | HBS11674 | NINGBO DEYE ESS TECHNOLOGY CO., LTD BOS-G45 (x1) w/ Ningbo Deye Inverter Technology Co SUN-40K-SG01HP3-AU-BM4 Deye Solarman / Deye Cloud | 46.08 |  |  | NINGBO DEYE ESS TECHNOLOGY CO., LTD | BOS-G45 | 1 | Ningbo Deye Inverter Technology Co | SUN-40K-SG01HP3-AU-BM4 | Deye | 2026-08-16
2024-05-15 | HBS11675 | NINGBO DEYE ESS TECHNOLOGY CO., LTD BOS-G50 (x1) w/ Ningbo Deye Inverter Technology Co SUN-40K-SG01HP3-AU-BM4 Deye Solarman / Deye Cloud | 51.2 |  |  | NINGBO DEYE ESS TECHNOLOGY CO., LTD | BOS-G50 | 1 | Ningbo Deye Inverter Technology Co | SUN-40K-SG01HP3-AU-BM4 | Deye | 2026-08-16
2024-05-15 | HBS11676 | NINGBO DEYE ESS TECHNOLOGY CO., LTD BOS-G55 (x1) w/ Ningbo Deye Inverter Technology Co SUN-40K-SG01HP3-AU-BM4 Deye Solarman / Deye Cloud | 56.32 |  |  | NINGBO DEYE ESS TECHNOLOGY CO., LTD | BOS-G55 | 1 | Ningbo Deye Inverter Technology Co | SUN-40K-SG01HP3-AU-BM4 | Deye | 2026-08-16
2024-05-15 | HBS11677 | NINGBO DEYE ESS TECHNOLOGY CO., LTD BOS-G60 (x1) w/ Ningbo Deye Inverter Technology Co SUN-40K-SG01HP3-AU-BM4 Deye Solarman / Deye Cloud | 61.44 |  |  | NINGBO DEYE ESS TECHNOLOGY CO., LTD | BOS-G60 | 1 | Ningbo Deye Inverter Technology Co | SUN-40K-SG01HP3-AU-BM4 | Deye | 2026-08-16
2024-05-15 | HBS11678 | NINGBO DEYE ESS TECHNOLOGY CO., LTD BOS-G35 (x2) w/ Ningbo Deye Inverter Technology Co SUN-40K-SG01HP3-AU-BM4 Deye Solarman / Deye Cloud | 71.68 |  |  | NINGBO DEYE ESS TECHNOLOGY CO., LTD | BOS-G35 | 2 | Ningbo Deye Inverter Technology Co | SUN-40K-SG01HP3-AU-BM4 | Deye | 2026-08-16
2024-05-15 | HBS11679 | NINGBO DEYE ESS TECHNOLOGY CO., LTD BOS-G40 (x2) w/ Ningbo Deye Inverter Technology Co SUN-40K-SG01HP3-AU-BM4 Deye Solarman / Deye Cloud | 81.92 |  |  | NINGBO DEYE ESS TECHNOLOGY CO., LTD | BOS-G40 | 2 | Ningbo Deye Inverter Technology Co | SUN-40K-SG01HP3-AU-BM4 | Deye | 2026-08-16
2024-05-15 | HBS11680 | NINGBO DEYE ESS TECHNOLOGY CO., LTD BOS-G45 (x2) w/ Ningbo Deye Inverter Technology Co SUN-40K-SG01HP3-AU-BM4 Deye Solarman / Deye Cloud | 92.16 |  |  | NINGBO DEYE ESS TECHNOLOGY CO., LTD | BOS-G45 | 2 | Ningbo Deye Inverter Technology Co | SUN-40K-SG01HP3-AU-BM4 | Deye | 2026-08-16
2024-05-15 | HBS11681 | NINGBO DEYE ESS TECHNOLOGY CO., LTD BOS-G50 (x2) w/ Ningbo Deye Inverter Technology Co SUN-40K-SG01HP3-AU-BM4 Deye Solarman / Deye Cloud | 102.4 |  |  | NINGBO DEYE ESS TECHNOLOGY CO., LTD | BOS-G50 | 2 | Ningbo Deye Inverter Technology Co | SUN-40K-SG01HP3-AU-BM4 | Deye | 2026-08-16
2024-05-15 | HBS11682 | NINGBO DEYE ESS TECHNOLOGY CO., LTD BOS-G55 (x2) w/ Ningbo Deye Inverter Technology Co SUN-40K-SG01HP3-AU-BM4 Deye Solarman / Deye Cloud | 112.64 |  |  | NINGBO DEYE ESS TECHNOLOGY CO., LTD | BOS-G55 | 2 | Ningbo Deye Inverter Technology Co | SUN-40K-SG01HP3-AU-BM4 | Deye | 2026-08-16
2024-05-15 | HBS11683 | NINGBO DEYE ESS TECHNOLOGY CO., LTD BOS-G60 (x2) w/ Ningbo Deye Inverter Technology Co SUN-40K-SG01HP3-AU-BM4 Deye Solarman / Deye Cloud | 122.88 |  |  | NINGBO DEYE ESS TECHNOLOGY CO., LTD | BOS-G60 | 2 | Ningbo Deye Inverter Technology Co | SUN-40K-SG01HP3-AU-BM4 | Deye | 2026-08-16
2024-05-15 | HBS11684 | NINGBO DEYE ESS TECHNOLOGY CO., LTD BOS-G20 (x1) w/ Ningbo Deye Inverter Technology Co SUN-50K-SG01HP3-AU-BM4 Deye Solarman / Deye Cloud | 20.48 |  |  | NINGBO DEYE ESS TECHNOLOGY CO., LTD | BOS-G20 | 1 | Ningbo Deye Inverter Technology Co | SUN-50K-SG01HP3-AU-BM4 | Deye | 2026-08-16
2024-05-15 | HBS11685 | NINGBO DEYE ESS TECHNOLOGY CO., LTD BOS-G25 (x1) w/ Ningbo Deye Inverter Technology Co SUN-50K-SG01HP3-AU-BM4 Deye Solarman / Deye Cloud | 25.6 |  |  | NINGBO DEYE ESS TECHNOLOGY CO., LTD | BOS-G25 | 1 | Ningbo Deye Inverter Technology Co | SUN-50K-SG01HP3-AU-BM4 | Deye | 2026-08-16
2024-05-15 | HBS11686 | NINGBO DEYE ESS TECHNOLOGY CO., LTD BOS-G30 (x1) w/ Ningbo Deye Inverter Technology Co SUN-50K-SG01HP3-AU-BM4 Deye Solarman / Deye Cloud | 30.72 |  |  | NINGBO DEYE ESS TECHNOLOGY CO., LTD | BOS-G30 | 1 | Ningbo Deye Inverter Technology Co | SUN-50K-SG01HP3-AU-BM4 | Deye | 2026-08-16
2024-05-15 | HBS11687 | NINGBO DEYE ESS TECHNOLOGY CO., LTD BOS-G35 (x1) w/ Ningbo Deye Inverter Technology Co SUN-50K-SG01HP3-AU-BM4 Deye Solarman / Deye Cloud | 35.84 |  |  | NINGBO DEYE ESS TECHNOLOGY CO., LTD | BOS-G35 | 1 | Ningbo Deye Inverter Technology Co | SUN-50K-SG01HP3-AU-BM4 | Deye | 2026-08-16
2024-05-15 | HBS11688 | NINGBO DEYE ESS TECHNOLOGY CO., LTD BOS-G40 (x1) w/ Ningbo Deye Inverter Technology Co SUN-50K-SG01HP3-AU-BM4 Deye Solarman / Deye Cloud | 40.96 |  |  | NINGBO DEYE ESS TECHNOLOGY CO., LTD | BOS-G40 | 1 | Ningbo Deye Inverter Technology Co | SUN-50K-SG01HP3-AU-BM4 | Deye | 2026-08-16
2024-05-15 | HBS11689 | NINGBO DEYE ESS TECHNOLOGY CO., LTD BOS-G45 (x1) w/ Ningbo Deye Inverter Technology Co SUN-50K-SG01HP3-AU-BM4 Deye Solarman / Deye Cloud | 46.08 |  |  | NINGBO DEYE ESS TECHNOLOGY CO., LTD | BOS-G45 | 1 | Ningbo Deye Inverter Technology Co | SUN-50K-SG01HP3-AU-BM4 | Deye | 2026-08-16
2024-05-15 | HBS11690 | NINGBO DEYE ESS TECHNOLOGY CO., LTD BOS-G50 (x1) w/ Ningbo Deye Inverter Technology Co SUN-50K-SG01HP3-AU-BM4 Deye Solarman / Deye Cloud | 51.2 |  |  | NINGBO DEYE ESS TECHNOLOGY CO., LTD | BOS-G50 | 1 | Ningbo Deye Inverter Technology Co | SUN-50K-SG01HP3-AU-BM4 | Deye | 2026-08-16
2024-05-15 | HBS11691 | NINGBO DEYE ESS TECHNOLOGY CO., LTD BOS-G55 (x1) w/ Ningbo Deye Inverter Technology Co SUN-50K-SG01HP3-AU-BM4 Deye Solarman / Deye Cloud | 56.32 |  |  | NINGBO DEYE ESS TECHNOLOGY CO., LTD | BOS-G55 | 1 | Ningbo Deye Inverter Technology Co | SUN-50K-SG01HP3-AU-BM4 | Deye | 2026-08-16
2024-05-15 | HBS11692 | NINGBO DEYE ESS TECHNOLOGY CO., LTD BOS-G60 (x1) w/ Ningbo Deye Inverter Technology Co SUN-50K-SG01HP3-AU-BM4 Deye Solarman / Deye Cloud | 61.44 |  |  | NINGBO DEYE ESS TECHNOLOGY CO., LTD | BOS-G60 | 1 | Ningbo Deye Inverter Technology Co | SUN-50K-SG01HP3-AU-BM4 | Deye | 2026-08-16
2024-05-15 | HBS11693 | NINGBO DEYE ESS TECHNOLOGY CO., LTD BOS-G35 (x2) w/ Ningbo Deye Inverter Technology Co SUN-50K-SG01HP3-AU-BM4 Deye Solarman / Deye Cloud | 71.68 |  |  | NINGBO DEYE ESS TECHNOLOGY CO., LTD | BOS-G35 | 2 | Ningbo Deye Inverter Technology Co | SUN-50K-SG01HP3-AU-BM4 | Deye | 2026-08-16
2024-05-15 | HBS11694 | NINGBO DEYE ESS TECHNOLOGY CO., LTD BOS-G40 (x2) w/ Ningbo Deye Inverter Technology Co SUN-50K-SG01HP3-AU-BM4 Deye Solarman / Deye Cloud | 81.92 |  |  | NINGBO DEYE ESS TECHNOLOGY CO., LTD | BOS-G40 | 2 | Ningbo Deye Inverter Technology Co | SUN-50K-SG01HP3-AU-BM4 | Deye | 2026-08-16
2024-05-15 | HBS11695 | NINGBO DEYE ESS TECHNOLOGY CO., LTD BOS-G45 (x2) w/ Ningbo Deye Inverter Technology Co SUN-50K-SG01HP3-AU-BM4 Deye Solarman / Deye Cloud | 92.16 |  |  | NINGBO DEYE ESS TECHNOLOGY CO., LTD | BOS-G45 | 2 | Ningbo Deye Inverter Technology Co | SUN-50K-SG01HP3-AU-BM4 | Deye | 2026-08-16
2024-05-15 | HBS11696 | NINGBO DEYE ESS TECHNOLOGY CO., LTD BOS-G50 (x2) w/ Ningbo Deye Inverter Technology Co SUN-50K-SG01HP3-AU-BM4 Deye Solarman / Deye Cloud | 102.4 |  |  | NINGBO DEYE ESS TECHNOLOGY CO., LTD | BOS-G50 | 2 | Ningbo Deye Inverter Technology Co | SUN-50K-SG01HP3-AU-BM4 | Deye | 2026-08-16
2024-05-15 | HBS11697 | NINGBO DEYE ESS TECHNOLOGY CO., LTD BOS-G55 (x2) w/ Ningbo Deye Inverter Technology Co SUN-50K-SG01HP3-AU-BM4 Deye Solarman / Deye Cloud | 112.64 |  |  | NINGBO DEYE ESS TECHNOLOGY CO., LTD | BOS-G55 | 2 | Ningbo Deye Inverter Technology Co | SUN-50K-SG01HP3-AU-BM4 | Deye | 2026-08-16
2024-05-15 | HBS11698 | NINGBO DEYE ESS TECHNOLOGY CO., LTD BOS-G60 (x2) w/ Ningbo Deye Inverter Technology Co SUN-50K-SG01HP3-AU-BM4 Deye Solarman / Deye Cloud | 122.88 |  |  | NINGBO DEYE ESS TECHNOLOGY CO., LTD | BOS-G60 | 2 | Ningbo Deye Inverter Technology Co | SUN-50K-SG01HP3-AU-BM4 | Deye | 2026-08-16
2024-05-15 | HBS11699 | Empower Energy Pty Ltd Elektrobank 14 (x1) | 13.9 | Empower Energy Pty Ltd | Elektrobank 14 |  |  | 1 | Empower Energy Pty Ltd | Elektrobank 14 | Empower | 2025-03-04
2024-05-17 | HBS11700 | Shanghai Chelion Renewable Technology Co Ltd iHome-B5-HD02 (x2) w/ Shanghai Chelion Renewable Technology Co Ltd iHome-INV5K-H1H01 | 10 |  |  | Shanghai Chelion Renewable Technology Co Ltd | iHome-B5-HD02 | 2 | Shanghai Chelion Renewable Technology Co Ltd | iHome-INV5K-H1H01 | Chelion | 2026-11-15
2024-05-17 | HBS11701 | Shanghai Chelion Renewable Technology Co Ltd iHome-B5-HD02 (x3) w/ Shanghai Chelion Renewable Technology Co Ltd iHome-INV5K-H1H01 | 15 |  |  | Shanghai Chelion Renewable Technology Co Ltd | iHome-B5-HD02 | 3 | Shanghai Chelion Renewable Technology Co Ltd | iHome-INV5K-H1H01 | Chelion | 2026-11-15
2024-05-17 | HBS11702 | Shanghai Chelion Renewable Technology Co Ltd iHome-B5-HD02 (x4) w/ Shanghai Chelion Renewable Technology Co Ltd iHome-INV5K-H1H01 | 20 |  |  | Shanghai Chelion Renewable Technology Co Ltd | iHome-B5-HD02 | 4 | Shanghai Chelion Renewable Technology Co Ltd | iHome-INV5K-H1H01 | Chelion | 2026-11-15
2024-05-17 | HBS11703 | Shanghai Chelion Renewable Technology Co Ltd iHome-B5-HD02 (x5) w/ Shanghai Chelion Renewable Technology Co Ltd iHome-INV5K-H1H01 | 25 |  |  | Shanghai Chelion Renewable Technology Co Ltd | iHome-B5-HD02 | 5 | Shanghai Chelion Renewable Technology Co Ltd | iHome-INV5K-H1H01 | Chelion | 2026-11-15
2024-05-17 | HBS11704 | Shanghai Chelion Renewable Technology Co Ltd iHome-B5-HD02 (x6) w/ Shanghai Chelion Renewable Technology Co Ltd iHome-INV5K-H1H01 | 30 |  |  | Shanghai Chelion Renewable Technology Co Ltd | iHome-B5-HD02 | 6 | Shanghai Chelion Renewable Technology Co Ltd | iHome-INV5K-H1H01 | Chelion | 2026-11-15
2024-05-17 | HBS11705 | Shanghai Chelion Renewable Technology Co Ltd iHome-B5-HD02 (x7) w/ Shanghai Chelion Renewable Technology Co Ltd iHome-INV5K-H1H01 | 35 |  |  | Shanghai Chelion Renewable Technology Co Ltd | iHome-B5-HD02 | 7 | Shanghai Chelion Renewable Technology Co Ltd | iHome-INV5K-H1H01 | Chelion | 2026-11-15
2024-05-17 | HBS11706 | Shanghai Chelion Renewable Technology Co Ltd iHome-B5-HD02 (x8) w/ Shanghai Chelion Renewable Technology Co Ltd iHome-INV5K-H1H01 | 40 |  |  | Shanghai Chelion Renewable Technology Co Ltd | iHome-B5-HD02 | 8 | Shanghai Chelion Renewable Technology Co Ltd | iHome-INV5K-H1H01 | Chelion | 2026-11-15
2024-05-17 | HBS11707 | Shanghai Chelion Renewable Technology Co Ltd iHome-B5-HD02 (x2) w/ Shanghai Chelion Renewable Technology Co Ltd iHome-INV6K-H1H01 | 10 |  |  | Shanghai Chelion Renewable Technology Co Ltd | iHome-B5-HD02 | 2 | Shanghai Chelion Renewable Technology Co Ltd | iHome-INV6K-H1H01 | Chelion | 2026-11-15
2024-05-17 | HBS11708 | Shanghai Chelion Renewable Technology Co Ltd iHome-B5-HD02 (x3) w/ Shanghai Chelion Renewable Technology Co Ltd iHome-INV6K-H1H01 | 15 |  |  | Shanghai Chelion Renewable Technology Co Ltd | iHome-B5-HD02 | 3 | Shanghai Chelion Renewable Technology Co Ltd | iHome-INV6K-H1H01 | Chelion | 2026-11-15
2024-05-17 | HBS11709 | Shanghai Chelion Renewable Technology Co Ltd iHome-B5-HD02 (x4) w/ Shanghai Chelion Renewable Technology Co Ltd iHome-INV6K-H1H01 | 20 |  |  | Shanghai Chelion Renewable Technology Co Ltd | iHome-B5-HD02 | 4 | Shanghai Chelion Renewable Technology Co Ltd | iHome-INV6K-H1H01 | Chelion | 2026-11-15
2024-05-17 | HBS11710 | Shanghai Chelion Renewable Technology Co Ltd iHome-B5-HD02 (x5) w/ Shanghai Chelion Renewable Technology Co Ltd iHome-INV6K-H1H01 | 25 |  |  | Shanghai Chelion Renewable Technology Co Ltd | iHome-B5-HD02 | 5 | Shanghai Chelion Renewable Technology Co Ltd | iHome-INV6K-H1H01 | Chelion | 2026-11-15
2024-05-17 | HBS11711 | Shanghai Chelion Renewable Technology Co Ltd iHome-B5-HD02 (x6) w/ Shanghai Chelion Renewable Technology Co Ltd iHome-INV6K-H1H01 | 30 |  |  | Shanghai Chelion Renewable Technology Co Ltd | iHome-B5-HD02 | 6 | Shanghai Chelion Renewable Technology Co Ltd | iHome-INV6K-H1H01 | Chelion | 2026-11-15
2024-05-17 | HBS11712 | Shanghai Chelion Renewable Technology Co Ltd iHome-B5-HD02 (x7) w/ Shanghai Chelion Renewable Technology Co Ltd iHome-INV6K-H1H01 | 35 |  |  | Shanghai Chelion Renewable Technology Co Ltd | iHome-B5-HD02 | 7 | Shanghai Chelion Renewable Technology Co Ltd | iHome-INV6K-H1H01 | Chelion | 2026-11-15
2024-05-17 | HBS11713 | Shanghai Chelion Renewable Technology Co Ltd iHome-B5-HD02 (x8) w/ Shanghai Chelion Renewable Technology Co Ltd iHome-INV6K-H1H01 | 40 |  |  | Shanghai Chelion Renewable Technology Co Ltd | iHome-B5-HD02 | 8 | Shanghai Chelion Renewable Technology Co Ltd | iHome-INV6K-H1H01 | Chelion | 2026-11-15
2024-05-17 | HBS11714 | Shangahi PYTES Energy Co Ltd E-BOX 48100R (x2) w/ Ginlong Technologies Co Ltd RHI-3K-48ES-5G | 9.2 |  |  | Shangahi PYTES Energy Co Ltd | E-BOX 48100R | 2 | Ginlong Technologies Co Ltd | RHI-3K-48ES-5G | PYTES | 17/12/2024
2024-05-17 | HBS11715 | Shangahi PYTES Energy Co Ltd E-BOX 48100R (x3) w/ Ginlong Technologies Co Ltd RHI-3K-48ES-5G | 13.8 |  |  | Shangahi PYTES Energy Co Ltd | E-BOX 48100R | 3 | Ginlong Technologies Co Ltd | RHI-3K-48ES-5G | PYTES | 17/12/2024
2024-05-17 | HBS11716 | Shangahi PYTES Energy Co Ltd E-BOX 48100R (x4) w/ Ginlong Technologies Co Ltd RHI-3K-48ES-5G | 18.4 |  |  | Shangahi PYTES Energy Co Ltd | E-BOX 48100R | 4 | Ginlong Technologies Co Ltd | RHI-3K-48ES-5G | PYTES | 17/12/2024
2024-05-17 | HBS11717 | Shangahi PYTES Energy Co Ltd E-BOX 48100R (x5) w/ Ginlong Technologies Co Ltd RHI-3K-48ES-5G | 23 |  |  | Shangahi PYTES Energy Co Ltd | E-BOX 48100R | 5 | Ginlong Technologies Co Ltd | RHI-3K-48ES-5G | PYTES | 17/12/2024
2024-05-17 | HBS11718 | Shangahi PYTES Energy Co Ltd E-BOX 48100R (x6) w/ Ginlong Technologies Co Ltd RHI-3K-48ES-5G | 27.6 |  |  | Shangahi PYTES Energy Co Ltd | E-BOX 48100R | 6 | Ginlong Technologies Co Ltd | RHI-3K-48ES-5G | PYTES | 17/12/2024
2024-05-17 | HBS11719 | Shangahi PYTES Energy Co Ltd E-BOX 48100R (x7) w/ Ginlong Technologies Co Ltd RHI-3K-48ES-5G | 32.2 |  |  | Shangahi PYTES Energy Co Ltd | E-BOX 48100R | 7 | Ginlong Technologies Co Ltd | RHI-3K-48ES-5G | PYTES | 17/12/2024
2024-05-17 | HBS11720 | Shangahi PYTES Energy Co Ltd E-BOX 48100R (x8) w/ Ginlong Technologies Co Ltd RHI-3K-48ES-5G | 36.8 |  |  | Shangahi PYTES Energy Co Ltd | E-BOX 48100R | 8 | Ginlong Technologies Co Ltd | RHI-3K-48ES-5G | PYTES | 17/12/2024
2024-05-17 | HBS11721 | Shangahi PYTES Energy Co Ltd E-BOX 48100R (x9) w/ Ginlong Technologies Co Ltd RHI-3K-48ES-5G | 41.4 |  |  | Shangahi PYTES Energy Co Ltd | E-BOX 48100R | 9 | Ginlong Technologies Co Ltd | RHI-3K-48ES-5G | PYTES | 17/12/2024
2024-05-17 | HBS11722 | Shangahi PYTES Energy Co Ltd E-BOX 48100R (x10) w/ Ginlong Technologies Co Ltd RHI-3K-48ES-5G | 46 |  |  | Shangahi PYTES Energy Co Ltd | E-BOX 48100R | 10 | Ginlong Technologies Co Ltd | RHI-3K-48ES-5G | PYTES | 17/12/2024
2024-05-17 | HBS11723 | Shangahi PYTES Energy Co Ltd E-BOX 48100R (x11) w/ Ginlong Technologies Co Ltd RHI-3K-48ES-5G | 50.6 |  |  | Shangahi PYTES Energy Co Ltd | E-BOX 48100R | 11 | Ginlong Technologies Co Ltd | RHI-3K-48ES-5G | PYTES | 17/12/2024
2024-05-17 | HBS11724 | Shangahi PYTES Energy Co Ltd E-BOX 48100R (x12) w/ Ginlong Technologies Co Ltd RHI-3K-48ES-5G | 55.2 |  |  | Shangahi PYTES Energy Co Ltd | E-BOX 48100R | 12 | Ginlong Technologies Co Ltd | RHI-3K-48ES-5G | PYTES | 17/12/2024
2024-05-17 | HBS11725 | Shangahi PYTES Energy Co Ltd E-BOX 48100R (x13) w/ Ginlong Technologies Co Ltd RHI-3K-48ES-5G | 59.8 |  |  | Shangahi PYTES Energy Co Ltd | E-BOX 48100R | 13 | Ginlong Technologies Co Ltd | RHI-3K-48ES-5G | PYTES | 17/12/2024
2024-05-17 | HBS11726 | Shangahi PYTES Energy Co Ltd E-BOX 48100R (x14) w/ Ginlong Technologies Co Ltd RHI-3K-48ES-5G | 64.4 |  |  | Shangahi PYTES Energy Co Ltd | E-BOX 48100R | 14 | Ginlong Technologies Co Ltd | RHI-3K-48ES-5G | PYTES | 17/12/2024
2024-05-17 | HBS11727 | Shangahi PYTES Energy Co Ltd E-BOX 48100R (x15) w/ Ginlong Technologies Co Ltd RHI-3K-48ES-5G | 69 |  |  | Shangahi PYTES Energy Co Ltd | E-BOX 48100R | 15 | Ginlong Technologies Co Ltd | RHI-3K-48ES-5G | PYTES | 17/12/2024
2024-05-17 | HBS11728 | Shangahi PYTES Energy Co Ltd E-BOX 48100R (x16) w/ Ginlong Technologies Co Ltd RHI-3K-48ES-5G | 73.6 |  |  | Shangahi PYTES Energy Co Ltd | E-BOX 48100R | 16 | Ginlong Technologies Co Ltd | RHI-3K-48ES-5G | PYTES | 17/12/2024
2024-05-17 | HBS11729 | Shangahi PYTES Energy Co Ltd E-BOX 48100R (x17) w/ Ginlong Technologies Co Ltd RHI-3K-48ES-5G | 78.2 |  |  | Shangahi PYTES Energy Co Ltd | E-BOX 48100R | 17 | Ginlong Technologies Co Ltd | RHI-3K-48ES-5G | PYTES | 17/12/2024
2024-05-17 | HBS11730 | Shangahi PYTES Energy Co Ltd E-BOX 48100R (x18) w/ Ginlong Technologies Co Ltd RHI-3K-48ES-5G | 82.8 |  |  | Shangahi PYTES Energy Co Ltd | E-BOX 48100R | 18 | Ginlong Technologies Co Ltd | RHI-3K-48ES-5G | PYTES | 17/12/2024
2024-05-17 | HBS11731 | Shangahi PYTES Energy Co Ltd E-BOX 48100R (x19) w/ Ginlong Technologies Co Ltd RHI-3K-48ES-5G | 87.4 |  |  | Shangahi PYTES Energy Co Ltd | E-BOX 48100R | 19 | Ginlong Technologies Co Ltd | RHI-3K-48ES-5G | PYTES | 17/12/2024
2024-05-17 | HBS11732 | Shangahi PYTES Energy Co Ltd E-BOX 48100R (x20) w/ Ginlong Technologies Co Ltd RHI-3K-48ES-5G | 92 |  |  | Shangahi PYTES Energy Co Ltd | E-BOX 48100R | 20 | Ginlong Technologies Co Ltd | RHI-3K-48ES-5G | PYTES | 17/12/2024
2024-05-17 | HBS11733 | Shangahi PYTES Energy Co Ltd E-BOX 48100R (x2) w/ Ginlong Technologies Co Ltd RHI-3.6K-48ES-5G | 9.2 |  |  | Shangahi PYTES Energy Co Ltd | E-BOX 48100R | 2 | Ginlong Technologies Co Ltd | RHI-3.6K-48ES-5G | PYTES | 17/12/2024
2024-05-17 | HBS11734 | Shangahi PYTES Energy Co Ltd E-BOX 48100R (x3) w/ Ginlong Technologies Co Ltd RHI-3.6K-48ES-5G | 13.8 |  |  | Shangahi PYTES Energy Co Ltd | E-BOX 48100R | 3 | Ginlong Technologies Co Ltd | RHI-3.6K-48ES-5G | PYTES | 17/12/2024
2024-05-17 | HBS11735 | Shangahi PYTES Energy Co Ltd E-BOX 48100R (x4) w/ Ginlong Technologies Co Ltd RHI-3.6K-48ES-5G | 18.4 |  |  | Shangahi PYTES Energy Co Ltd | E-BOX 48100R | 4 | Ginlong Technologies Co Ltd | RHI-3.6K-48ES-5G | PYTES | 17/12/2024
2024-05-17 | HBS11736 | Shangahi PYTES Energy Co Ltd E-BOX 48100R (x5) w/ Ginlong Technologies Co Ltd RHI-3.6K-48ES-5G | 23 |  |  | Shangahi PYTES Energy Co Ltd | E-BOX 48100R | 5 | Ginlong Technologies Co Ltd | RHI-3.6K-48ES-5G | PYTES | 17/12/2024
2024-05-17 | HBS11737 | Shangahi PYTES Energy Co Ltd E-BOX 48100R (x6) w/ Ginlong Technologies Co Ltd RHI-3.6K-48ES-5G | 27.6 |  |  | Shangahi PYTES Energy Co Ltd | E-BOX 48100R | 6 | Ginlong Technologies Co Ltd | RHI-3.6K-48ES-5G | PYTES | 17/12/2024
2024-05-17 | HBS11738 | Shangahi PYTES Energy Co Ltd E-BOX 48100R (x7) w/ Ginlong Technologies Co Ltd RHI-3.6K-48ES-5G | 32.2 |  |  | Shangahi PYTES Energy Co Ltd | E-BOX 48100R | 7 | Ginlong Technologies Co Ltd | RHI-3.6K-48ES-5G | PYTES | 17/12/2024
2024-05-17 | HBS11739 | Shangahi PYTES Energy Co Ltd E-BOX 48100R (x8) w/ Ginlong Technologies Co Ltd RHI-3.6K-48ES-5G | 36.8 |  |  | Shangahi PYTES Energy Co Ltd | E-BOX 48100R | 8 | Ginlong Technologies Co Ltd | RHI-3.6K-48ES-5G | PYTES | 17/12/2024
2024-05-17 | HBS11740 | Shangahi PYTES Energy Co Ltd E-BOX 48100R (x9) w/ Ginlong Technologies Co Ltd RHI-3.6K-48ES-5G | 41.4 |  |  | Shangahi PYTES Energy Co Ltd | E-BOX 48100R | 9 | Ginlong Technologies Co Ltd | RHI-3.6K-48ES-5G | PYTES | 17/12/2024
2024-05-17 | HBS11741 | Shangahi PYTES Energy Co Ltd E-BOX 48100R (x10) w/ Ginlong Technologies Co Ltd RHI-3.6K-48ES-5G | 46 |  |  | Shangahi PYTES Energy Co Ltd | E-BOX 48100R | 10 | Ginlong Technologies Co Ltd | RHI-3.6K-48ES-5G | PYTES | 17/12/2024
2024-05-17 | HBS11742 | Shangahi PYTES Energy Co Ltd E-BOX 48100R (x11) w/ Ginlong Technologies Co Ltd RHI-3.6K-48ES-5G | 50.6 |  |  | Shangahi PYTES Energy Co Ltd | E-BOX 48100R | 11 | Ginlong Technologies Co Ltd | RHI-3.6K-48ES-5G | PYTES | 17/12/2024
2024-05-17 | HBS11743 | Shangahi PYTES Energy Co Ltd E-BOX 48100R (x12) w/ Ginlong Technologies Co Ltd RHI-3.6K-48ES-5G | 55.2 |  |  | Shangahi PYTES Energy Co Ltd | E-BOX 48100R | 12 | Ginlong Technologies Co Ltd | RHI-3.6K-48ES-5G | PYTES | 17/12/2024
2024-05-17 | HBS11744 | Shangahi PYTES Energy Co Ltd E-BOX 48100R (x13) w/ Ginlong Technologies Co Ltd RHI-3.6K-48ES-5G | 59.8 |  |  | Shangahi PYTES Energy Co Ltd | E-BOX 48100R | 13 | Ginlong Technologies Co Ltd | RHI-3.6K-48ES-5G | PYTES | 17/12/2024
2024-05-17 | HBS11745 | Shangahi PYTES Energy Co Ltd E-BOX 48100R (x14) w/ Ginlong Technologies Co Ltd RHI-3.6K-48ES-5G | 64.4 |  |  | Shangahi PYTES Energy Co Ltd | E-BOX 48100R | 14 | Ginlong Technologies Co Ltd | RHI-3.6K-48ES-5G | PYTES | 17/12/2024
2024-05-17 | HBS11746 | Shangahi PYTES Energy Co Ltd E-BOX 48100R (x15) w/ Ginlong Technologies Co Ltd RHI-3.6K-48ES-5G | 69 |  |  | Shangahi PYTES Energy Co Ltd | E-BOX 48100R | 15 | Ginlong Technologies Co Ltd | RHI-3.6K-48ES-5G | PYTES | 17/12/2024
2024-05-17 | HBS11747 | Shangahi PYTES Energy Co Ltd E-BOX 48100R (x16) w/ Ginlong Technologies Co Ltd RHI-3.6K-48ES-5G | 73.6 |  |  | Shangahi PYTES Energy Co Ltd | E-BOX 48100R | 16 | Ginlong Technologies Co Ltd | RHI-3.6K-48ES-5G | PYTES | 17/12/2024
2024-05-17 | HBS11748 | Shangahi PYTES Energy Co Ltd E-BOX 48100R (x17) w/ Ginlong Technologies Co Ltd RHI-3.6K-48ES-5G | 78.2 |  |  | Shangahi PYTES Energy Co Ltd | E-BOX 48100R | 17 | Ginlong Technologies Co Ltd | RHI-3.6K-48ES-5G | PYTES | 17/12/2024
2024-05-17 | HBS11749 | Shangahi PYTES Energy Co Ltd E-BOX 48100R (x18) w/ Ginlong Technologies Co Ltd RHI-3.6K-48ES-5G | 82.8 |  |  | Shangahi PYTES Energy Co Ltd | E-BOX 48100R | 18 | Ginlong Technologies Co Ltd | RHI-3.6K-48ES-5G | PYTES | 17/12/2024
2024-05-17 | HBS11750 | Shangahi PYTES Energy Co Ltd E-BOX 48100R (x19) w/ Ginlong Technologies Co Ltd RHI-3.6K-48ES-5G | 87.4 |  |  | Shangahi PYTES Energy Co Ltd | E-BOX 48100R | 19 | Ginlong Technologies Co Ltd | RHI-3.6K-48ES-5G | PYTES | 17/12/2024
2024-05-17 | HBS11751 | Shangahi PYTES Energy Co Ltd E-BOX 48100R (x20) w/ Ginlong Technologies Co Ltd RHI-3.6K-48ES-5G | 92 |  |  | Shangahi PYTES Energy Co Ltd | E-BOX 48100R | 20 | Ginlong Technologies Co Ltd | RHI-3.6K-48ES-5G | PYTES | 17/12/2024
2024-05-17 | HBS11752 | Shangahi PYTES Energy Co Ltd E-BOX 48100R (x2) w/ Ginlong Technologies Co Ltd RHI-4.6K-48ES-5G | 9.2 |  |  | Shangahi PYTES Energy Co Ltd | E-BOX 48100R | 2 | Ginlong Technologies Co Ltd | RHI-4.6K-48ES-5G | PYTES | 17/12/2024
2024-05-17 | HBS11753 | Shangahi PYTES Energy Co Ltd E-BOX 48100R (x3) w/ Ginlong Technologies Co Ltd RHI-4.6K-48ES-5G | 13.8 |  |  | Shangahi PYTES Energy Co Ltd | E-BOX 48100R | 3 | Ginlong Technologies Co Ltd | RHI-4.6K-48ES-5G | PYTES | 17/12/2024
2024-05-17 | HBS11754 | Shangahi PYTES Energy Co Ltd E-BOX 48100R (x4) w/ Ginlong Technologies Co Ltd RHI-4.6K-48ES-5G | 18.4 |  |  | Shangahi PYTES Energy Co Ltd | E-BOX 48100R | 4 | Ginlong Technologies Co Ltd | RHI-4.6K-48ES-5G | PYTES | 17/12/2024
2024-05-17 | HBS11755 | Shangahi PYTES Energy Co Ltd E-BOX 48100R (x5) w/ Ginlong Technologies Co Ltd RHI-4.6K-48ES-5G | 23 |  |  | Shangahi PYTES Energy Co Ltd | E-BOX 48100R | 5 | Ginlong Technologies Co Ltd | RHI-4.6K-48ES-5G | PYTES | 17/12/2024
2024-05-17 | HBS11756 | Shangahi PYTES Energy Co Ltd E-BOX 48100R (x6) w/ Ginlong Technologies Co Ltd RHI-4.6K-48ES-5G | 27.6 |  |  | Shangahi PYTES Energy Co Ltd | E-BOX 48100R | 6 | Ginlong Technologies Co Ltd | RHI-4.6K-48ES-5G | PYTES | 17/12/2024
2024-05-17 | HBS11757 | Shangahi PYTES Energy Co Ltd E-BOX 48100R (x7) w/ Ginlong Technologies Co Ltd RHI-4.6K-48ES-5G | 32.2 |  |  | Shangahi PYTES Energy Co Ltd | E-BOX 48100R | 7 | Ginlong Technologies Co Ltd | RHI-4.6K-48ES-5G | PYTES | 17/12/2024
2024-05-17 | HBS11758 | Shangahi PYTES Energy Co Ltd E-BOX 48100R (x8) w/ Ginlong Technologies Co Ltd RHI-4.6K-48ES-5G | 36.8 |  |  | Shangahi PYTES Energy Co Ltd | E-BOX 48100R | 8 | Ginlong Technologies Co Ltd | RHI-4.6K-48ES-5G | PYTES | 17/12/2024
2024-05-17 | HBS11759 | Shangahi PYTES Energy Co Ltd E-BOX 48100R (x9) w/ Ginlong Technologies Co Ltd RHI-4.6K-48ES-5G | 41.4 |  |  | Shangahi PYTES Energy Co Ltd | E-BOX 48100R | 9 | Ginlong Technologies Co Ltd | RHI-4.6K-48ES-5G | PYTES | 17/12/2024
2024-05-17 | HBS11760 | Shangahi PYTES Energy Co Ltd E-BOX 48100R (x10) w/ Ginlong Technologies Co Ltd RHI-4.6K-48ES-5G | 46 |  |  | Shangahi PYTES Energy Co Ltd | E-BOX 48100R | 10 | Ginlong Technologies Co Ltd | RHI-4.6K-48ES-5G | PYTES | 17/12/2024
2024-05-17 | HBS11761 | Shangahi PYTES Energy Co Ltd E-BOX 48100R (x11) w/ Ginlong Technologies Co Ltd RHI-4.6K-48ES-5G | 50.6 |  |  | Shangahi PYTES Energy Co Ltd | E-BOX 48100R | 11 | Ginlong Technologies Co Ltd | RHI-4.6K-48ES-5G | PYTES | 17/12/2024
2024-05-17 | HBS11762 | Shangahi PYTES Energy Co Ltd E-BOX 48100R (x12) w/ Ginlong Technologies Co Ltd RHI-4.6K-48ES-5G | 55.2 |  |  | Shangahi PYTES Energy Co Ltd | E-BOX 48100R | 12 | Ginlong Technologies Co Ltd | RHI-4.6K-48ES-5G | PYTES | 17/12/2024
2024-05-17 | HBS11763 | Shangahi PYTES Energy Co Ltd E-BOX 48100R (x13) w/ Ginlong Technologies Co Ltd RHI-4.6K-48ES-5G | 59.8 |  |  | Shangahi PYTES Energy Co Ltd | E-BOX 48100R | 13 | Ginlong Technologies Co Ltd | RHI-4.6K-48ES-5G | PYTES | 17/12/2024
2024-05-17 | HBS11764 | Shangahi PYTES Energy Co Ltd E-BOX 48100R (x14) w/ Ginlong Technologies Co Ltd RHI-4.6K-48ES-5G | 64.4 |  |  | Shangahi PYTES Energy Co Ltd | E-BOX 48100R | 14 | Ginlong Technologies Co Ltd | RHI-4.6K-48ES-5G | PYTES | 17/12/2024
2024-05-17 | HBS11765 | Shangahi PYTES Energy Co Ltd E-BOX 48100R (x15) w/ Ginlong Technologies Co Ltd RHI-4.6K-48ES-5G | 69 |  |  | Shangahi PYTES Energy Co Ltd | E-BOX 48100R | 15 | Ginlong Technologies Co Ltd | RHI-4.6K-48ES-5G | PYTES | 17/12/2024
2024-05-17 | HBS11766 | Shangahi PYTES Energy Co Ltd E-BOX 48100R (x16) w/ Ginlong Technologies Co Ltd RHI-4.6K-48ES-5G | 73.6 |  |  | Shangahi PYTES Energy Co Ltd | E-BOX 48100R | 16 | Ginlong Technologies Co Ltd | RHI-4.6K-48ES-5G | PYTES | 17/12/2024
2024-05-17 | HBS11767 | Shangahi PYTES Energy Co Ltd E-BOX 48100R (x17) w/ Ginlong Technologies Co Ltd RHI-4.6K-48ES-5G | 78.2 |  |  | Shangahi PYTES Energy Co Ltd | E-BOX 48100R | 17 | Ginlong Technologies Co Ltd | RHI-4.6K-48ES-5G | PYTES | 17/12/2024
2024-05-17 | HBS11768 | Shangahi PYTES Energy Co Ltd E-BOX 48100R (x18) w/ Ginlong Technologies Co Ltd RHI-4.6K-48ES-5G | 82.8 |  |  | Shangahi PYTES Energy Co Ltd | E-BOX 48100R | 18 | Ginlong Technologies Co Ltd | RHI-4.6K-48ES-5G | PYTES | 17/12/2024
2024-05-17 | HBS11769 | Shangahi PYTES Energy Co Ltd E-BOX 48100R (x19) w/ Ginlong Technologies Co Ltd RHI-4.6K-48ES-5G | 87.4 |  |  | Shangahi PYTES Energy Co Ltd | E-BOX 48100R | 19 | Ginlong Technologies Co Ltd | RHI-4.6K-48ES-5G | PYTES | 17/12/2024
2024-05-17 | HBS11770 | Shangahi PYTES Energy Co Ltd E-BOX 48100R (x20) w/ Ginlong Technologies Co Ltd RHI-4.6K-48ES-5G | 92 |  |  | Shangahi PYTES Energy Co Ltd | E-BOX 48100R | 20 | Ginlong Technologies Co Ltd | RHI-4.6K-48ES-5G | PYTES | 17/12/2024
2024-05-17 | HBS11771 | Shangahi PYTES Energy Co Ltd E-BOX 48100R (x2) w/ Ginlong Technologies Co Ltd RHI-5K-48ES-5G | 9.2 |  |  | Shangahi PYTES Energy Co Ltd | E-BOX 48100R | 2 | Ginlong Technologies Co Ltd | RHI-5K-48ES-5G | PYTES | 17/12/2024
2024-05-17 | HBS11772 | Shangahi PYTES Energy Co Ltd E-BOX 48100R (x3) w/ Ginlong Technologies Co Ltd RHI-5K-48ES-5G | 13.8 |  |  | Shangahi PYTES Energy Co Ltd | E-BOX 48100R | 3 | Ginlong Technologies Co Ltd | RHI-5K-48ES-5G | PYTES | 17/12/2024
2024-05-17 | HBS11773 | Shangahi PYTES Energy Co Ltd E-BOX 48100R (x4) w/ Ginlong Technologies Co Ltd RHI-5K-48ES-5G | 18.4 |  |  | Shangahi PYTES Energy Co Ltd | E-BOX 48100R | 4 | Ginlong Technologies Co Ltd | RHI-5K-48ES-5G | PYTES | 17/12/2024
2024-05-17 | HBS11774 | Shangahi PYTES Energy Co Ltd E-BOX 48100R (x5) w/ Ginlong Technologies Co Ltd RHI-5K-48ES-5G | 23 |  |  | Shangahi PYTES Energy Co Ltd | E-BOX 48100R | 5 | Ginlong Technologies Co Ltd | RHI-5K-48ES-5G | PYTES | 17/12/2024
2024-05-17 | HBS11775 | Shangahi PYTES Energy Co Ltd E-BOX 48100R (x6) w/ Ginlong Technologies Co Ltd RHI-5K-48ES-5G | 27.6 |  |  | Shangahi PYTES Energy Co Ltd | E-BOX 48100R | 6 | Ginlong Technologies Co Ltd | RHI-5K-48ES-5G | PYTES | 17/12/2024
2024-05-17 | HBS11776 | Shangahi PYTES Energy Co Ltd E-BOX 48100R (x7) w/ Ginlong Technologies Co Ltd RHI-5K-48ES-5G | 32.2 |  |  | Shangahi PYTES Energy Co Ltd | E-BOX 48100R | 7 | Ginlong Technologies Co Ltd | RHI-5K-48ES-5G | PYTES | 17/12/2024
2024-05-17 | HBS11777 | Shangahi PYTES Energy Co Ltd E-BOX 48100R (x8) w/ Ginlong Technologies Co Ltd RHI-5K-48ES-5G | 36.8 |  |  | Shangahi PYTES Energy Co Ltd | E-BOX 48100R | 8 | Ginlong Technologies Co Ltd | RHI-5K-48ES-5G | PYTES | 17/12/2024
2024-05-17 | HBS11778 | Shangahi PYTES Energy Co Ltd E-BOX 48100R (x9) w/ Ginlong Technologies Co Ltd RHI-5K-48ES-5G | 41.4 |  |  | Shangahi PYTES Energy Co Ltd | E-BOX 48100R | 9 | Ginlong Technologies Co Ltd | RHI-5K-48ES-5G | PYTES | 17/12/2024
2024-05-17 | HBS11779 | Shangahi PYTES Energy Co Ltd E-BOX 48100R (x10) w/ Ginlong Technologies Co Ltd RHI-5K-48ES-5G | 46 |  |  | Shangahi PYTES Energy Co Ltd | E-BOX 48100R | 10 | Ginlong Technologies Co Ltd | RHI-5K-48ES-5G | PYTES | 17/12/2024
2024-05-17 | HBS11780 | Shangahi PYTES Energy Co Ltd E-BOX 48100R (x11) w/ Ginlong Technologies Co Ltd RHI-5K-48ES-5G | 50.6 |  |  | Shangahi PYTES Energy Co Ltd | E-BOX 48100R | 11 | Ginlong Technologies Co Ltd | RHI-5K-48ES-5G | PYTES | 17/12/2024
2024-05-17 | HBS11781 | Shangahi PYTES Energy Co Ltd E-BOX 48100R (x12) w/ Ginlong Technologies Co Ltd RHI-5K-48ES-5G | 55.2 |  |  | Shangahi PYTES Energy Co Ltd | E-BOX 48100R | 12 | Ginlong Technologies Co Ltd | RHI-5K-48ES-5G | PYTES | 17/12/2024
2024-05-17 | HBS11782 | Shangahi PYTES Energy Co Ltd E-BOX 48100R (x13) w/ Ginlong Technologies Co Ltd RHI-5K-48ES-5G | 59.8 |  |  | Shangahi PYTES Energy Co Ltd | E-BOX 48100R | 13 | Ginlong Technologies Co Ltd | RHI-5K-48ES-5G | PYTES | 17/12/2024
2024-05-17 | HBS11783 | Shangahi PYTES Energy Co Ltd E-BOX 48100R (x14) w/ Ginlong Technologies Co Ltd RHI-5K-48ES-5G | 64.4 |  |  | Shangahi PYTES Energy Co Ltd | E-BOX 48100R | 14 | Ginlong Technologies Co Ltd | RHI-5K-48ES-5G | PYTES | 17/12/2024
2024-05-17 | HBS11784 | Shangahi PYTES Energy Co Ltd E-BOX 48100R (x15) w/ Ginlong Technologies Co Ltd RHI-5K-48ES-5G | 69 |  |  | Shangahi PYTES Energy Co Ltd | E-BOX 48100R | 15 | Ginlong Technologies Co Ltd | RHI-5K-48ES-5G | PYTES | 17/12/2024
2024-05-17 | HBS11785 | Shangahi PYTES Energy Co Ltd E-BOX 48100R (x16) w/ Ginlong Technologies Co Ltd RHI-5K-48ES-5G | 73.6 |  |  | Shangahi PYTES Energy Co Ltd | E-BOX 48100R | 16 | Ginlong Technologies Co Ltd | RHI-5K-48ES-5G | PYTES | 17/12/2024
2024-05-17 | HBS11786 | Shangahi PYTES Energy Co Ltd E-BOX 48100R (x17) w/ Ginlong Technologies Co Ltd RHI-5K-48ES-5G | 78.2 |  |  | Shangahi PYTES Energy Co Ltd | E-BOX 48100R | 17 | Ginlong Technologies Co Ltd | RHI-5K-48ES-5G | PYTES | 17/12/2024
2024-05-17 | HBS11787 | Shangahi PYTES Energy Co Ltd E-BOX 48100R (x18) w/ Ginlong Technologies Co Ltd RHI-5K-48ES-5G | 82.8 |  |  | Shangahi PYTES Energy Co Ltd | E-BOX 48100R | 18 | Ginlong Technologies Co Ltd | RHI-5K-48ES-5G | PYTES | 17/12/2024
2024-05-17 | HBS11788 | Shangahi PYTES Energy Co Ltd E-BOX 48100R (x19) w/ Ginlong Technologies Co Ltd RHI-5K-48ES-5G | 87.4 |  |  | Shangahi PYTES Energy Co Ltd | E-BOX 48100R | 19 | Ginlong Technologies Co Ltd | RHI-5K-48ES-5G | PYTES | 17/12/2024
2024-05-17 | HBS11789 | Shangahi PYTES Energy Co Ltd E-BOX 48100R (x20) w/ Ginlong Technologies Co Ltd RHI-5K-48ES-5G | 92 |  |  | Shangahi PYTES Energy Co Ltd | E-BOX 48100R | 20 | Ginlong Technologies Co Ltd | RHI-5K-48ES-5G | PYTES | 17/12/2024
2024-05-17 | HBS11790 | Shangahi PYTES Energy Co Ltd E-BOX 48100R (x2) w/ Ginlong Technologies Co Ltd RHI-6K-48ES-5G | 9.2 |  |  | Shangahi PYTES Energy Co Ltd | E-BOX 48100R | 2 | Ginlong Technologies Co Ltd | RHI-6K-48ES-5G | PYTES | 17/12/2024
2024-05-17 | HBS11791 | Shangahi PYTES Energy Co Ltd E-BOX 48100R (x3) w/ Ginlong Technologies Co Ltd RHI-6K-48ES-5G | 13.8 |  |  | Shangahi PYTES Energy Co Ltd | E-BOX 48100R | 3 | Ginlong Technologies Co Ltd | RHI-6K-48ES-5G | PYTES | 17/12/2024
2024-05-17 | HBS11792 | Shangahi PYTES Energy Co Ltd E-BOX 48100R (x4) w/ Ginlong Technologies Co Ltd RHI-6K-48ES-5G | 18.4 |  |  | Shangahi PYTES Energy Co Ltd | E-BOX 48100R | 4 | Ginlong Technologies Co Ltd | RHI-6K-48ES-5G | PYTES | 17/12/2024
2024-05-17 | HBS11793 | Shangahi PYTES Energy Co Ltd E-BOX 48100R (x5) w/ Ginlong Technologies Co Ltd RHI-6K-48ES-5G | 23 |  |  | Shangahi PYTES Energy Co Ltd | E-BOX 48100R | 5 | Ginlong Technologies Co Ltd | RHI-6K-48ES-5G | PYTES | 17/12/2024
2024-05-17 | HBS11794 | Shangahi PYTES Energy Co Ltd E-BOX 48100R (x6) w/ Ginlong Technologies Co Ltd RHI-6K-48ES-5G | 27.6 |  |  | Shangahi PYTES Energy Co Ltd | E-BOX 48100R | 6 | Ginlong Technologies Co Ltd | RHI-6K-48ES-5G | PYTES | 17/12/2024
2024-05-17 | HBS11795 | Shangahi PYTES Energy Co Ltd E-BOX 48100R (x7) w/ Ginlong Technologies Co Ltd RHI-6K-48ES-5G | 32.2 |  |  | Shangahi PYTES Energy Co Ltd | E-BOX 48100R | 7 | Ginlong Technologies Co Ltd | RHI-6K-48ES-5G | PYTES | 17/12/2024
2024-05-17 | HBS11796 | Shangahi PYTES Energy Co Ltd E-BOX 48100R (x8) w/ Ginlong Technologies Co Ltd RHI-6K-48ES-5G | 36.8 |  |  | Shangahi PYTES Energy Co Ltd | E-BOX 48100R | 8 | Ginlong Technologies Co Ltd | RHI-6K-48ES-5G | PYTES | 17/12/2024
2024-05-17 | HBS11797 | Shangahi PYTES Energy Co Ltd E-BOX 48100R (x9) w/ Ginlong Technologies Co Ltd RHI-6K-48ES-5G | 41.4 |  |  | Shangahi PYTES Energy Co Ltd | E-BOX 48100R | 9 | Ginlong Technologies Co Ltd | RHI-6K-48ES-5G | PYTES | 17/12/2024
2024-05-17 | HBS11798 | Shangahi PYTES Energy Co Ltd E-BOX 48100R (x10) w/ Ginlong Technologies Co Ltd RHI-6K-48ES-5G | 46 |  |  | Shangahi PYTES Energy Co Ltd | E-BOX 48100R | 10 | Ginlong Technologies Co Ltd | RHI-6K-48ES-5G | PYTES | 17/12/2024
2024-05-17 | HBS11799 | Shangahi PYTES Energy Co Ltd E-BOX 48100R (x11) w/ Ginlong Technologies Co Ltd RHI-6K-48ES-5G | 50.6 |  |  | Shangahi PYTES Energy Co Ltd | E-BOX 48100R | 11 | Ginlong Technologies Co Ltd | RHI-6K-48ES-5G | PYTES | 17/12/2024
2024-05-17 | HBS11800 | Shangahi PYTES Energy Co Ltd E-BOX 48100R (x12) w/ Ginlong Technologies Co Ltd RHI-6K-48ES-5G | 55.2 |  |  | Shangahi PYTES Energy Co Ltd | E-BOX 48100R | 12 | Ginlong Technologies Co Ltd | RHI-6K-48ES-5G | PYTES | 17/12/2024
2024-05-17 | HBS11801 | Shangahi PYTES Energy Co Ltd E-BOX 48100R (x13) w/ Ginlong Technologies Co Ltd RHI-6K-48ES-5G | 59.8 |  |  | Shangahi PYTES Energy Co Ltd | E-BOX 48100R | 13 | Ginlong Technologies Co Ltd | RHI-6K-48ES-5G | PYTES | 17/12/2024
2024-05-17 | HBS11802 | Shangahi PYTES Energy Co Ltd E-BOX 48100R (x14) w/ Ginlong Technologies Co Ltd RHI-6K-48ES-5G | 64.4 |  |  | Shangahi PYTES Energy Co Ltd | E-BOX 48100R | 14 | Ginlong Technologies Co Ltd | RHI-6K-48ES-5G | PYTES | 17/12/2024
2024-05-17 | HBS11803 | Shangahi PYTES Energy Co Ltd E-BOX 48100R (x15) w/ Ginlong Technologies Co Ltd RHI-6K-48ES-5G | 69 |  |  | Shangahi PYTES Energy Co Ltd | E-BOX 48100R | 15 | Ginlong Technologies Co Ltd | RHI-6K-48ES-5G | PYTES | 17/12/2024
2024-05-17 | HBS11804 | Shangahi PYTES Energy Co Ltd E-BOX 48100R (x16) w/ Ginlong Technologies Co Ltd RHI-6K-48ES-5G | 73.6 |  |  | Shangahi PYTES Energy Co Ltd | E-BOX 48100R | 16 | Ginlong Technologies Co Ltd | RHI-6K-48ES-5G | PYTES | 17/12/2024
2024-05-17 | HBS11805 | Shangahi PYTES Energy Co Ltd E-BOX 48100R (x17) w/ Ginlong Technologies Co Ltd RHI-6K-48ES-5G | 78.2 |  |  | Shangahi PYTES Energy Co Ltd | E-BOX 48100R | 17 | Ginlong Technologies Co Ltd | RHI-6K-48ES-5G | PYTES | 17/12/2024
2024-05-17 | HBS11806 | Shangahi PYTES Energy Co Ltd E-BOX 48100R (x18) w/ Ginlong Technologies Co Ltd RHI-6K-48ES-5G | 82.8 |  |  | Shangahi PYTES Energy Co Ltd | E-BOX 48100R | 18 | Ginlong Technologies Co Ltd | RHI-6K-48ES-5G | PYTES | 17/12/2024
2024-05-17 | HBS11807 | Shangahi PYTES Energy Co Ltd E-BOX 48100R (x19) w/ Ginlong Technologies Co Ltd RHI-6K-48ES-5G | 87.4 |  |  | Shangahi PYTES Energy Co Ltd | E-BOX 48100R | 19 | Ginlong Technologies Co Ltd | RHI-6K-48ES-5G | PYTES | 17/12/2024
2024-05-17 | HBS11808 | Shangahi PYTES Energy Co Ltd E-BOX 48100R (x20) w/ Ginlong Technologies Co Ltd RHI-6K-48ES-5G | 92 |  |  | Shangahi PYTES Energy Co Ltd | E-BOX 48100R | 20 | Ginlong Technologies Co Ltd | RHI-6K-48ES-5G | PYTES | 17/12/2024
2024-05-17 | HBS11809 | Shangahi PYTES Energy Co Ltd E-BOX 48100R (x2) w/ Ginlong Technologies Co Ltd S5-EH1P3K-L | 9.2 |  |  | Shangahi PYTES Energy Co Ltd | E-BOX 48100R | 2 | Ginlong Technologies Co Ltd | S5-EH1P3K-L | PYTES | 23/06/2025
2024-05-17 | HBS11810 | Shangahi PYTES Energy Co Ltd E-BOX 48100R (x3) w/ Ginlong Technologies Co Ltd S5-EH1P3K-L | 13.8 |  |  | Shangahi PYTES Energy Co Ltd | E-BOX 48100R | 3 | Ginlong Technologies Co Ltd | S5-EH1P3K-L | PYTES | 23/06/2025
2024-05-17 | HBS11811 | Shangahi PYTES Energy Co Ltd E-BOX 48100R (x4) w/ Ginlong Technologies Co Ltd S5-EH1P3K-L | 18.4 |  |  | Shangahi PYTES Energy Co Ltd | E-BOX 48100R | 4 | Ginlong Technologies Co Ltd | S5-EH1P3K-L | PYTES | 23/06/2025
2024-05-17 | HBS11812 | Shangahi PYTES Energy Co Ltd E-BOX 48100R (x5) w/ Ginlong Technologies Co Ltd S5-EH1P3K-L | 23 |  |  | Shangahi PYTES Energy Co Ltd | E-BOX 48100R | 5 | Ginlong Technologies Co Ltd | S5-EH1P3K-L | PYTES | 23/06/2025
2024-05-17 | HBS11813 | Shangahi PYTES Energy Co Ltd E-BOX 48100R (x6) w/ Ginlong Technologies Co Ltd S5-EH1P3K-L | 27.6 |  |  | Shangahi PYTES Energy Co Ltd | E-BOX 48100R | 6 | Ginlong Technologies Co Ltd | S5-EH1P3K-L | PYTES | 23/06/2025
2024-05-17 | HBS11814 | Shangahi PYTES Energy Co Ltd E-BOX 48100R (x7) w/ Ginlong Technologies Co Ltd S5-EH1P3K-L | 32.2 |  |  | Shangahi PYTES Energy Co Ltd | E-BOX 48100R | 7 | Ginlong Technologies Co Ltd | S5-EH1P3K-L | PYTES | 23/06/2025
2024-05-17 | HBS11815 | Shangahi PYTES Energy Co Ltd E-BOX 48100R (x8) w/ Ginlong Technologies Co Ltd S5-EH1P3K-L | 36.8 |  |  | Shangahi PYTES Energy Co Ltd | E-BOX 48100R | 8 | Ginlong Technologies Co Ltd | S5-EH1P3K-L | PYTES | 23/06/2025
2024-05-17 | HBS11816 | Shangahi PYTES Energy Co Ltd E-BOX 48100R (x9) w/ Ginlong Technologies Co Ltd S5-EH1P3K-L | 41.4 |  |  | Shangahi PYTES Energy Co Ltd | E-BOX 48100R | 9 | Ginlong Technologies Co Ltd | S5-EH1P3K-L | PYTES | 23/06/2025
2024-05-17 | HBS11817 | Shangahi PYTES Energy Co Ltd E-BOX 48100R (x10) w/ Ginlong Technologies Co Ltd S5-EH1P3K-L | 46 |  |  | Shangahi PYTES Energy Co Ltd | E-BOX 48100R | 10 | Ginlong Technologies Co Ltd | S5-EH1P3K-L | PYTES | 23/06/2025
2024-05-17 | HBS11818 | Shangahi PYTES Energy Co Ltd E-BOX 48100R (x11) w/ Ginlong Technologies Co Ltd S5-EH1P3K-L | 50.6 |  |  | Shangahi PYTES Energy Co Ltd | E-BOX 48100R | 11 | Ginlong Technologies Co Ltd | S5-EH1P3K-L | PYTES | 23/06/2025
2024-05-17 | HBS11819 | Shangahi PYTES Energy Co Ltd E-BOX 48100R (x12) w/ Ginlong Technologies Co Ltd S5-EH1P3K-L | 55.2 |  |  | Shangahi PYTES Energy Co Ltd | E-BOX 48100R | 12 | Ginlong Technologies Co Ltd | S5-EH1P3K-L | PYTES | 23/06/2025
2024-05-17 | HBS11820 | Shangahi PYTES Energy Co Ltd E-BOX 48100R (x13) w/ Ginlong Technologies Co Ltd S5-EH1P3K-L | 59.8 |  |  | Shangahi PYTES Energy Co Ltd | E-BOX 48100R | 13 | Ginlong Technologies Co Ltd | S5-EH1P3K-L | PYTES | 23/06/2025
2024-05-17 | HBS11821 | Shangahi PYTES Energy Co Ltd E-BOX 48100R (x14) w/ Ginlong Technologies Co Ltd S5-EH1P3K-L | 64.4 |  |  | Shangahi PYTES Energy Co Ltd | E-BOX 48100R | 14 | Ginlong Technologies Co Ltd | S5-EH1P3K-L | PYTES | 23/06/2025
2024-05-17 | HBS11822 | Shangahi PYTES Energy Co Ltd E-BOX 48100R (x15) w/ Ginlong Technologies Co Ltd S5-EH1P3K-L | 69 |  |  | Shangahi PYTES Energy Co Ltd | E-BOX 48100R | 15 | Ginlong Technologies Co Ltd | S5-EH1P3K-L | PYTES | 23/06/2025
2024-05-17 | HBS11823 | Shangahi PYTES Energy Co Ltd E-BOX 48100R (x16) w/ Ginlong Technologies Co Ltd S5-EH1P3K-L | 73.6 |  |  | Shangahi PYTES Energy Co Ltd | E-BOX 48100R | 16 | Ginlong Technologies Co Ltd | S5-EH1P3K-L | PYTES | 23/06/2025
2024-05-17 | HBS11824 | Shangahi PYTES Energy Co Ltd E-BOX 48100R (x17) w/ Ginlong Technologies Co Ltd S5-EH1P3K-L | 78.2 |  |  | Shangahi PYTES Energy Co Ltd | E-BOX 48100R | 17 | Ginlong Technologies Co Ltd | S5-EH1P3K-L | PYTES | 23/06/2025
2024-05-17 | HBS11825 | Shangahi PYTES Energy Co Ltd E-BOX 48100R (x18) w/ Ginlong Technologies Co Ltd S5-EH1P3K-L | 82.8 |  |  | Shangahi PYTES Energy Co Ltd | E-BOX 48100R | 18 | Ginlong Technologies Co Ltd | S5-EH1P3K-L | PYTES | 23/06/2025
2024-05-17 | HBS11826 | Shangahi PYTES Energy Co Ltd E-BOX 48100R (x19) w/ Ginlong Technologies Co Ltd S5-EH1P3K-L | 87.4 |  |  | Shangahi PYTES Energy Co Ltd | E-BOX 48100R | 19 | Ginlong Technologies Co Ltd | S5-EH1P3K-L | PYTES | 23/06/2025
2024-05-17 | HBS11827 | Shangahi PYTES Energy Co Ltd E-BOX 48100R (x20) w/ Ginlong Technologies Co Ltd S5-EH1P3K-L | 92 |  |  | Shangahi PYTES Energy Co Ltd | E-BOX 48100R | 20 | Ginlong Technologies Co Ltd | S5-EH1P3K-L | PYTES | 23/06/2025
2024-05-17 | HBS11828 | Shangahi PYTES Energy Co Ltd E-BOX 48100R (x2) w/ Ginlong Technologies Co Ltd S5-EH1P3.6K-L | 9.2 |  |  | Shangahi PYTES Energy Co Ltd | E-BOX 48100R | 2 | Ginlong Technologies Co Ltd | S5-EH1P3.6K-L | PYTES | 23/06/2025
2024-05-17 | HBS11829 | Shangahi PYTES Energy Co Ltd E-BOX 48100R (x3) w/ Ginlong Technologies Co Ltd S5-EH1P3.6K-L | 13.8 |  |  | Shangahi PYTES Energy Co Ltd | E-BOX 48100R | 3 | Ginlong Technologies Co Ltd | S5-EH1P3.6K-L | PYTES | 23/06/2025
2024-05-17 | HBS11830 | Shangahi PYTES Energy Co Ltd E-BOX 48100R (x4) w/ Ginlong Technologies Co Ltd S5-EH1P3.6K-L | 18.4 |  |  | Shangahi PYTES Energy Co Ltd | E-BOX 48100R | 4 | Ginlong Technologies Co Ltd | S5-EH1P3.6K-L | PYTES | 23/06/2025
2024-05-17 | HBS11831 | Shangahi PYTES Energy Co Ltd E-BOX 48100R (x5) w/ Ginlong Technologies Co Ltd S5-EH1P3.6K-L | 23 |  |  | Shangahi PYTES Energy Co Ltd | E-BOX 48100R | 5 | Ginlong Technologies Co Ltd | S5-EH1P3.6K-L | PYTES | 23/06/2025
2024-05-17 | HBS11832 | Shangahi PYTES Energy Co Ltd E-BOX 48100R (x6) w/ Ginlong Technologies Co Ltd S5-EH1P3.6K-L | 27.6 |  |  | Shangahi PYTES Energy Co Ltd | E-BOX 48100R | 6 | Ginlong Technologies Co Ltd | S5-EH1P3.6K-L | PYTES | 23/06/2025
2024-05-17 | HBS11833 | Shangahi PYTES Energy Co Ltd E-BOX 48100R (x7) w/ Ginlong Technologies Co Ltd S5-EH1P3.6K-L | 32.2 |  |  | Shangahi PYTES Energy Co Ltd | E-BOX 48100R | 7 | Ginlong Technologies Co Ltd | S5-EH1P3.6K-L | PYTES | 23/06/2025
2024-05-17 | HBS11834 | Shangahi PYTES Energy Co Ltd E-BOX 48100R (x8) w/ Ginlong Technologies Co Ltd S5-EH1P3.6K-L | 36.8 |  |  | Shangahi PYTES Energy Co Ltd | E-BOX 48100R | 8 | Ginlong Technologies Co Ltd | S5-EH1P3.6K-L | PYTES | 23/06/2025
2024-05-17 | HBS11835 | Shangahi PYTES Energy Co Ltd E-BOX 48100R (x9) w/ Ginlong Technologies Co Ltd S5-EH1P3.6K-L | 41.4 |  |  | Shangahi PYTES Energy Co Ltd | E-BOX 48100R | 9 | Ginlong Technologies Co Ltd | S5-EH1P3.6K-L | PYTES | 23/06/2025
2024-05-17 | HBS11836 | Shangahi PYTES Energy Co Ltd E-BOX 48100R (x10) w/ Ginlong Technologies Co Ltd S5-EH1P3.6K-L | 46 |  |  | Shangahi PYTES Energy Co Ltd | E-BOX 48100R | 10 | Ginlong Technologies Co Ltd | S5-EH1P3.6K-L | PYTES | 23/06/2025
2024-05-17 | HBS11837 | Shangahi PYTES Energy Co Ltd E-BOX 48100R (x11) w/ Ginlong Technologies Co Ltd S5-EH1P3.6K-L | 50.6 |  |  | Shangahi PYTES Energy Co Ltd | E-BOX 48100R | 11 | Ginlong Technologies Co Ltd | S5-EH1P3.6K-L | PYTES | 23/06/2025
2024-05-17 | HBS11838 | Shangahi PYTES Energy Co Ltd E-BOX 48100R (x12) w/ Ginlong Technologies Co Ltd S5-EH1P3.6K-L | 55.2 |  |  | Shangahi PYTES Energy Co Ltd | E-BOX 48100R | 12 | Ginlong Technologies Co Ltd | S5-EH1P3.6K-L | PYTES | 23/06/2025
2024-05-17 | HBS11839 | Shangahi PYTES Energy Co Ltd E-BOX 48100R (x13) w/ Ginlong Technologies Co Ltd S5-EH1P3.6K-L | 59.8 |  |  | Shangahi PYTES Energy Co Ltd | E-BOX 48100R | 13 | Ginlong Technologies Co Ltd | S5-EH1P3.6K-L | PYTES | 23/06/2025
2024-05-17 | HBS11840 | Shangahi PYTES Energy Co Ltd E-BOX 48100R (x14) w/ Ginlong Technologies Co Ltd S5-EH1P3.6K-L | 64.4 |  |  | Shangahi PYTES Energy Co Ltd | E-BOX 48100R | 14 | Ginlong Technologies Co Ltd | S5-EH1P3.6K-L | PYTES | 23/06/2025
2024-05-17 | HBS11841 | Shangahi PYTES Energy Co Ltd E-BOX 48100R (x15) w/ Ginlong Technologies Co Ltd S5-EH1P3.6K-L | 69 |  |  | Shangahi PYTES Energy Co Ltd | E-BOX 48100R | 15 | Ginlong Technologies Co Ltd | S5-EH1P3.6K-L | PYTES | 23/06/2025
2024-05-17 | HBS11842 | Shangahi PYTES Energy Co Ltd E-BOX 48100R (x16) w/ Ginlong Technologies Co Ltd S5-EH1P3.6K-L | 73.6 |  |  | Shangahi PYTES Energy Co Ltd | E-BOX 48100R | 16 | Ginlong Technologies Co Ltd | S5-EH1P3.6K-L | PYTES | 23/06/2025
2024-05-17 | HBS11843 | Shangahi PYTES Energy Co Ltd E-BOX 48100R (x17) w/ Ginlong Technologies Co Ltd S5-EH1P3.6K-L | 78.2 |  |  | Shangahi PYTES Energy Co Ltd | E-BOX 48100R | 17 | Ginlong Technologies Co Ltd | S5-EH1P3.6K-L | PYTES | 23/06/2025
2024-05-17 | HBS11844 | Shangahi PYTES Energy Co Ltd E-BOX 48100R (x18) w/ Ginlong Technologies Co Ltd S5-EH1P3.6K-L | 82.8 |  |  | Shangahi PYTES Energy Co Ltd | E-BOX 48100R | 18 | Ginlong Technologies Co Ltd | S5-EH1P3.6K-L | PYTES | 23/06/2025
2024-05-17 | HBS11845 | Shangahi PYTES Energy Co Ltd E-BOX 48100R (x19) w/ Ginlong Technologies Co Ltd S5-EH1P3.6K-L | 87.4 |  |  | Shangahi PYTES Energy Co Ltd | E-BOX 48100R | 19 | Ginlong Technologies Co Ltd | S5-EH1P3.6K-L | PYTES | 23/06/2025
2024-05-17 | HBS11846 | Shangahi PYTES Energy Co Ltd E-BOX 48100R (x20) w/ Ginlong Technologies Co Ltd S5-EH1P3.6K-L | 92 |  |  | Shangahi PYTES Energy Co Ltd | E-BOX 48100R | 20 | Ginlong Technologies Co Ltd | S5-EH1P3.6K-L | PYTES | 23/06/2025
2024-05-17 | HBS11847 | Shangahi PYTES Energy Co Ltd E-BOX 48100R (x2) w/ Ginlong Technologies Co Ltd S5-EH1P4.6K-L | 9.2 |  |  | Shangahi PYTES Energy Co Ltd | E-BOX 48100R | 2 | Ginlong Technologies Co Ltd | S5-EH1P4.6K-L | PYTES | 23/06/2025
2024-05-17 | HBS11848 | Shangahi PYTES Energy Co Ltd E-BOX 48100R (x3) w/ Ginlong Technologies Co Ltd S5-EH1P4.6K-L | 13.8 |  |  | Shangahi PYTES Energy Co Ltd | E-BOX 48100R | 3 | Ginlong Technologies Co Ltd | S5-EH1P4.6K-L | PYTES | 23/06/2025
2024-05-17 | HBS11849 | Shangahi PYTES Energy Co Ltd E-BOX 48100R (x4) w/ Ginlong Technologies Co Ltd S5-EH1P4.6K-L | 18.4 |  |  | Shangahi PYTES Energy Co Ltd | E-BOX 48100R | 4 | Ginlong Technologies Co Ltd | S5-EH1P4.6K-L | PYTES | 23/06/2025
2024-05-17 | HBS11850 | Shangahi PYTES Energy Co Ltd E-BOX 48100R (x5) w/ Ginlong Technologies Co Ltd S5-EH1P4.6K-L | 23 |  |  | Shangahi PYTES Energy Co Ltd | E-BOX 48100R | 5 | Ginlong Technologies Co Ltd | S5-EH1P4.6K-L | PYTES | 23/06/2025
2024-05-17 | HBS11851 | Shangahi PYTES Energy Co Ltd E-BOX 48100R (x6) w/ Ginlong Technologies Co Ltd S5-EH1P4.6K-L | 27.6 |  |  | Shangahi PYTES Energy Co Ltd | E-BOX 48100R | 6 | Ginlong Technologies Co Ltd | S5-EH1P4.6K-L | PYTES | 23/06/2025
2024-05-17 | HBS11852 | Shangahi PYTES Energy Co Ltd E-BOX 48100R (x7) w/ Ginlong Technologies Co Ltd S5-EH1P4.6K-L | 32.2 |  |  | Shangahi PYTES Energy Co Ltd | E-BOX 48100R | 7 | Ginlong Technologies Co Ltd | S5-EH1P4.6K-L | PYTES | 23/06/2025
2024-05-17 | HBS11853 | Shangahi PYTES Energy Co Ltd E-BOX 48100R (x8) w/ Ginlong Technologies Co Ltd S5-EH1P4.6K-L | 36.8 |  |  | Shangahi PYTES Energy Co Ltd | E-BOX 48100R | 8 | Ginlong Technologies Co Ltd | S5-EH1P4.6K-L | PYTES | 23/06/2025
2024-05-17 | HBS11854 | Shangahi PYTES Energy Co Ltd E-BOX 48100R (x9) w/ Ginlong Technologies Co Ltd S5-EH1P4.6K-L | 41.4 |  |  | Shangahi PYTES Energy Co Ltd | E-BOX 48100R | 9 | Ginlong Technologies Co Ltd | S5-EH1P4.6K-L | PYTES | 23/06/2025
2024-05-17 | HBS11855 | Shangahi PYTES Energy Co Ltd E-BOX 48100R (x10) w/ Ginlong Technologies Co Ltd S5-EH1P4.6K-L | 46 |  |  | Shangahi PYTES Energy Co Ltd | E-BOX 48100R | 10 | Ginlong Technologies Co Ltd | S5-EH1P4.6K-L | PYTES | 23/06/2025
2024-05-17 | HBS11856 | Shangahi PYTES Energy Co Ltd E-BOX 48100R (x11) w/ Ginlong Technologies Co Ltd S5-EH1P4.6K-L | 50.6 |  |  | Shangahi PYTES Energy Co Ltd | E-BOX 48100R | 11 | Ginlong Technologies Co Ltd | S5-EH1P4.6K-L | PYTES | 23/06/2025
2024-05-17 | HBS11857 | Shangahi PYTES Energy Co Ltd E-BOX 48100R (x12) w/ Ginlong Technologies Co Ltd S5-EH1P4.6K-L | 55.2 |  |  | Shangahi PYTES Energy Co Ltd | E-BOX 48100R | 12 | Ginlong Technologies Co Ltd | S5-EH1P4.6K-L | PYTES | 23/06/2025
2024-05-17 | HBS11858 | Shangahi PYTES Energy Co Ltd E-BOX 48100R (x13) w/ Ginlong Technologies Co Ltd S5-EH1P4.6K-L | 59.8 |  |  | Shangahi PYTES Energy Co Ltd | E-BOX 48100R | 13 | Ginlong Technologies Co Ltd | S5-EH1P4.6K-L | PYTES | 23/06/2025
2024-05-17 | HBS11859 | Shangahi PYTES Energy Co Ltd E-BOX 48100R (x14) w/ Ginlong Technologies Co Ltd S5-EH1P4.6K-L | 64.4 |  |  | Shangahi PYTES Energy Co Ltd | E-BOX 48100R | 14 | Ginlong Technologies Co Ltd | S5-EH1P4.6K-L | PYTES | 23/06/2025
2024-05-17 | HBS11860 | Shangahi PYTES Energy Co Ltd E-BOX 48100R (x15) w/ Ginlong Technologies Co Ltd S5-EH1P4.6K-L | 69 |  |  | Shangahi PYTES Energy Co Ltd | E-BOX 48100R | 15 | Ginlong Technologies Co Ltd | S5-EH1P4.6K-L | PYTES | 23/06/2025
2024-05-17 | HBS11861 | Shangahi PYTES Energy Co Ltd E-BOX 48100R (x16) w/ Ginlong Technologies Co Ltd S5-EH1P4.6K-L | 73.6 |  |  | Shangahi PYTES Energy Co Ltd | E-BOX 48100R | 16 | Ginlong Technologies Co Ltd | S5-EH1P4.6K-L | PYTES | 23/06/2025
2024-05-17 | HBS11862 | Shangahi PYTES Energy Co Ltd E-BOX 48100R (x17) w/ Ginlong Technologies Co Ltd S5-EH1P4.6K-L | 78.2 |  |  | Shangahi PYTES Energy Co Ltd | E-BOX 48100R | 17 | Ginlong Technologies Co Ltd | S5-EH1P4.6K-L | PYTES | 23/06/2025
2024-05-17 | HBS11863 | Shangahi PYTES Energy Co Ltd E-BOX 48100R (x18) w/ Ginlong Technologies Co Ltd S5-EH1P4.6K-L | 82.8 |  |  | Shangahi PYTES Energy Co Ltd | E-BOX 48100R | 18 | Ginlong Technologies Co Ltd | S5-EH1P4.6K-L | PYTES | 23/06/2025
2024-05-17 | HBS11864 | Shangahi PYTES Energy Co Ltd E-BOX 48100R (x19) w/ Ginlong Technologies Co Ltd S5-EH1P4.6K-L | 87.4 |  |  | Shangahi PYTES Energy Co Ltd | E-BOX 48100R | 19 | Ginlong Technologies Co Ltd | S5-EH1P4.6K-L | PYTES | 23/06/2025
2024-05-17 | HBS11865 | Shangahi PYTES Energy Co Ltd E-BOX 48100R (x20) w/ Ginlong Technologies Co Ltd S5-EH1P4.6K-L | 92 |  |  | Shangahi PYTES Energy Co Ltd | E-BOX 48100R | 20 | Ginlong Technologies Co Ltd | S5-EH1P4.6K-L | PYTES | 23/06/2025
2024-05-17 | HBS11866 | Shangahi PYTES Energy Co Ltd E-BOX 48100R (x2) w/ Ginlong Technologies Co Ltd S5-EH1P5K-L | 9.2 |  |  | Shangahi PYTES Energy Co Ltd | E-BOX 48100R | 2 | Ginlong Technologies Co Ltd | S5-EH1P5K-L | PYTES | 23/06/2025
2024-05-17 | HBS11867 | Shangahi PYTES Energy Co Ltd E-BOX 48100R (x3) w/ Ginlong Technologies Co Ltd S5-EH1P5K-L | 13.8 |  |  | Shangahi PYTES Energy Co Ltd | E-BOX 48100R | 3 | Ginlong Technologies Co Ltd | S5-EH1P5K-L | PYTES | 23/06/2025
2024-05-17 | HBS11868 | Shangahi PYTES Energy Co Ltd E-BOX 48100R (x4) w/ Ginlong Technologies Co Ltd S5-EH1P5K-L | 18.4 |  |  | Shangahi PYTES Energy Co Ltd | E-BOX 48100R | 4 | Ginlong Technologies Co Ltd | S5-EH1P5K-L | PYTES | 23/06/2025
2024-05-17 | HBS11869 | Shangahi PYTES Energy Co Ltd E-BOX 48100R (x5) w/ Ginlong Technologies Co Ltd S5-EH1P5K-L | 23 |  |  | Shangahi PYTES Energy Co Ltd | E-BOX 48100R | 5 | Ginlong Technologies Co Ltd | S5-EH1P5K-L | PYTES | 23/06/2025
2024-05-17 | HBS11870 | Shangahi PYTES Energy Co Ltd E-BOX 48100R (x6) w/ Ginlong Technologies Co Ltd S5-EH1P5K-L | 27.6 |  |  | Shangahi PYTES Energy Co Ltd | E-BOX 48100R | 6 | Ginlong Technologies Co Ltd | S5-EH1P5K-L | PYTES | 23/06/2025
2024-05-17 | HBS11871 | Shangahi PYTES Energy Co Ltd E-BOX 48100R (x7) w/ Ginlong Technologies Co Ltd S5-EH1P5K-L | 32.2 |  |  | Shangahi PYTES Energy Co Ltd | E-BOX 48100R | 7 | Ginlong Technologies Co Ltd | S5-EH1P5K-L | PYTES | 23/06/2025
2024-05-17 | HBS11872 | Shangahi PYTES Energy Co Ltd E-BOX 48100R (x8) w/ Ginlong Technologies Co Ltd S5-EH1P5K-L | 36.8 |  |  | Shangahi PYTES Energy Co Ltd | E-BOX 48100R | 8 | Ginlong Technologies Co Ltd | S5-EH1P5K-L | PYTES | 23/06/2025
2024-05-17 | HBS11873 | Shangahi PYTES Energy Co Ltd E-BOX 48100R (x9) w/ Ginlong Technologies Co Ltd S5-EH1P5K-L | 41.4 |  |  | Shangahi PYTES Energy Co Ltd | E-BOX 48100R | 9 | Ginlong Technologies Co Ltd | S5-EH1P5K-L | PYTES | 23/06/2025
2024-05-17 | HBS11874 | Shangahi PYTES Energy Co Ltd E-BOX 48100R (x10) w/ Ginlong Technologies Co Ltd S5-EH1P5K-L | 46 |  |  | Shangahi PYTES Energy Co Ltd | E-BOX 48100R | 10 | Ginlong Technologies Co Ltd | S5-EH1P5K-L | PYTES | 23/06/2025
2024-05-17 | HBS11875 | Shangahi PYTES Energy Co Ltd E-BOX 48100R (x11) w/ Ginlong Technologies Co Ltd S5-EH1P5K-L | 50.6 |  |  | Shangahi PYTES Energy Co Ltd | E-BOX 48100R | 11 | Ginlong Technologies Co Ltd | S5-EH1P5K-L | PYTES | 23/06/2025
2024-05-17 | HBS11876 | Shangahi PYTES Energy Co Ltd E-BOX 48100R (x12) w/ Ginlong Technologies Co Ltd S5-EH1P5K-L | 55.2 |  |  | Shangahi PYTES Energy Co Ltd | E-BOX 48100R | 12 | Ginlong Technologies Co Ltd | S5-EH1P5K-L | PYTES | 23/06/2025
2024-05-17 | HBS11877 | Shangahi PYTES Energy Co Ltd E-BOX 48100R (x13) w/ Ginlong Technologies Co Ltd S5-EH1P5K-L | 59.8 |  |  | Shangahi PYTES Energy Co Ltd | E-BOX 48100R | 13 | Ginlong Technologies Co Ltd | S5-EH1P5K-L | PYTES | 23/06/2025
2024-05-17 | HBS11878 | Shangahi PYTES Energy Co Ltd E-BOX 48100R (x14) w/ Ginlong Technologies Co Ltd S5-EH1P5K-L | 64.4 |  |  | Shangahi PYTES Energy Co Ltd | E-BOX 48100R | 14 | Ginlong Technologies Co Ltd | S5-EH1P5K-L | PYTES | 23/06/2025
2024-05-17 | HBS11879 | Shangahi PYTES Energy Co Ltd E-BOX 48100R (x15) w/ Ginlong Technologies Co Ltd S5-EH1P5K-L | 69 |  |  | Shangahi PYTES Energy Co Ltd | E-BOX 48100R | 15 | Ginlong Technologies Co Ltd | S5-EH1P5K-L | PYTES | 23/06/2025
2024-05-17 | HBS11880 | Shangahi PYTES Energy Co Ltd E-BOX 48100R (x16) w/ Ginlong Technologies Co Ltd S5-EH1P5K-L | 73.6 |  |  | Shangahi PYTES Energy Co Ltd | E-BOX 48100R | 16 | Ginlong Technologies Co Ltd | S5-EH1P5K-L | PYTES | 23/06/2025
2024-05-17 | HBS11881 | Shangahi PYTES Energy Co Ltd E-BOX 48100R (x17) w/ Ginlong Technologies Co Ltd S5-EH1P5K-L | 78.2 |  |  | Shangahi PYTES Energy Co Ltd | E-BOX 48100R | 17 | Ginlong Technologies Co Ltd | S5-EH1P5K-L | PYTES | 23/06/2025
2024-05-17 | HBS11882 | Shangahi PYTES Energy Co Ltd E-BOX 48100R (x18) w/ Ginlong Technologies Co Ltd S5-EH1P5K-L | 82.8 |  |  | Shangahi PYTES Energy Co Ltd | E-BOX 48100R | 18 | Ginlong Technologies Co Ltd | S5-EH1P5K-L | PYTES | 23/06/2025
2024-05-17 | HBS11883 | Shangahi PYTES Energy Co Ltd E-BOX 48100R (x19) w/ Ginlong Technologies Co Ltd S5-EH1P5K-L | 87.4 |  |  | Shangahi PYTES Energy Co Ltd | E-BOX 48100R | 19 | Ginlong Technologies Co Ltd | S5-EH1P5K-L | PYTES | 23/06/2025
2024-05-17 | HBS11884 | Shangahi PYTES Energy Co Ltd E-BOX 48100R (x20) w/ Ginlong Technologies Co Ltd S5-EH1P5K-L | 92 |  |  | Shangahi PYTES Energy Co Ltd | E-BOX 48100R | 20 | Ginlong Technologies Co Ltd | S5-EH1P5K-L | PYTES | 23/06/2025
2024-05-17 | HBS11885 | Shangahi PYTES Energy Co Ltd E-BOX 48100R (x2) w/ Ginlong Technologies Co Ltd S5-EH1P6K-L | 9.2 |  |  | Shangahi PYTES Energy Co Ltd | E-BOX 48100R | 2 | Ginlong Technologies Co Ltd | S5-EH1P6K-L | PYTES | 23/06/2025
2024-05-17 | HBS11886 | Shangahi PYTES Energy Co Ltd E-BOX 48100R (x3) w/ Ginlong Technologies Co Ltd S5-EH1P6K-L | 13.8 |  |  | Shangahi PYTES Energy Co Ltd | E-BOX 48100R | 3 | Ginlong Technologies Co Ltd | S5-EH1P6K-L | PYTES | 23/06/2025
2024-05-17 | HBS11887 | Shangahi PYTES Energy Co Ltd E-BOX 48100R (x4) w/ Ginlong Technologies Co Ltd S5-EH1P6K-L | 18.4 |  |  | Shangahi PYTES Energy Co Ltd | E-BOX 48100R | 4 | Ginlong Technologies Co Ltd | S5-EH1P6K-L | PYTES | 23/06/2025
2024-05-17 | HBS11888 | Shangahi PYTES Energy Co Ltd E-BOX 48100R (x5) w/ Ginlong Technologies Co Ltd S5-EH1P6K-L | 23 |  |  | Shangahi PYTES Energy Co Ltd | E-BOX 48100R | 5 | Ginlong Technologies Co Ltd | S5-EH1P6K-L | PYTES | 23/06/2025
2024-05-17 | HBS11889 | Shangahi PYTES Energy Co Ltd E-BOX 48100R (x6) w/ Ginlong Technologies Co Ltd S5-EH1P6K-L | 27.6 |  |  | Shangahi PYTES Energy Co Ltd | E-BOX 48100R | 6 | Ginlong Technologies Co Ltd | S5-EH1P6K-L | PYTES | 23/06/2025
2024-05-17 | HBS11890 | Shangahi PYTES Energy Co Ltd E-BOX 48100R (x7) w/ Ginlong Technologies Co Ltd S5-EH1P6K-L | 32.2 |  |  | Shangahi PYTES Energy Co Ltd | E-BOX 48100R | 7 | Ginlong Technologies Co Ltd | S5-EH1P6K-L | PYTES | 23/06/2025
2024-05-17 | HBS11891 | Shangahi PYTES Energy Co Ltd E-BOX 48100R (x8) w/ Ginlong Technologies Co Ltd S5-EH1P6K-L | 36.8 |  |  | Shangahi PYTES Energy Co Ltd | E-BOX 48100R | 8 | Ginlong Technologies Co Ltd | S5-EH1P6K-L | PYTES | 23/06/2025
2024-05-17 | HBS11892 | Shangahi PYTES Energy Co Ltd E-BOX 48100R (x9) w/ Ginlong Technologies Co Ltd S5-EH1P6K-L | 41.4 |  |  | Shangahi PYTES Energy Co Ltd | E-BOX 48100R | 9 | Ginlong Technologies Co Ltd | S5-EH1P6K-L | PYTES | 23/06/2025
2024-05-17 | HBS11893 | Shangahi PYTES Energy Co Ltd E-BOX 48100R (x10) w/ Ginlong Technologies Co Ltd S5-EH1P6K-L | 46 |  |  | Shangahi PYTES Energy Co Ltd | E-BOX 48100R | 10 | Ginlong Technologies Co Ltd | S5-EH1P6K-L | PYTES | 23/06/2025
2024-05-17 | HBS11894 | Shangahi PYTES Energy Co Ltd E-BOX 48100R (x11) w/ Ginlong Technologies Co Ltd S5-EH1P6K-L | 50.6 |  |  | Shangahi PYTES Energy Co Ltd | E-BOX 48100R | 11 | Ginlong Technologies Co Ltd | S5-EH1P6K-L | PYTES | 23/06/2025
2024-05-17 | HBS11895 | Shangahi PYTES Energy Co Ltd E-BOX 48100R (x12) w/ Ginlong Technologies Co Ltd S5-EH1P6K-L | 55.2 |  |  | Shangahi PYTES Energy Co Ltd | E-BOX 48100R | 12 | Ginlong Technologies Co Ltd | S5-EH1P6K-L | PYTES | 23/06/2025
2024-05-17 | HBS11896 | Shangahi PYTES Energy Co Ltd E-BOX 48100R (x13) w/ Ginlong Technologies Co Ltd S5-EH1P6K-L | 59.8 |  |  | Shangahi PYTES Energy Co Ltd | E-BOX 48100R | 13 | Ginlong Technologies Co Ltd | S5-EH1P6K-L | PYTES | 23/06/2025
2024-05-17 | HBS11897 | Shangahi PYTES Energy Co Ltd E-BOX 48100R (x14) w/ Ginlong Technologies Co Ltd S5-EH1P6K-L | 64.4 |  |  | Shangahi PYTES Energy Co Ltd | E-BOX 48100R | 14 | Ginlong Technologies Co Ltd | S5-EH1P6K-L | PYTES | 23/06/2025
2024-05-17 | HBS11898 | Shangahi PYTES Energy Co Ltd E-BOX 48100R (x15) w/ Ginlong Technologies Co Ltd S5-EH1P6K-L | 69 |  |  | Shangahi PYTES Energy Co Ltd | E-BOX 48100R | 15 | Ginlong Technologies Co Ltd | S5-EH1P6K-L | PYTES | 23/06/2025
2024-05-17 | HBS11899 | Shangahi PYTES Energy Co Ltd E-BOX 48100R (x16) w/ Ginlong Technologies Co Ltd S5-EH1P6K-L | 73.6 |  |  | Shangahi PYTES Energy Co Ltd | E-BOX 48100R | 16 | Ginlong Technologies Co Ltd | S5-EH1P6K-L | PYTES | 23/06/2025
2024-05-17 | HBS11900 | Shangahi PYTES Energy Co Ltd E-BOX 48100R (x17) w/ Ginlong Technologies Co Ltd S5-EH1P6K-L | 78.2 |  |  | Shangahi PYTES Energy Co Ltd | E-BOX 48100R | 17 | Ginlong Technologies Co Ltd | S5-EH1P6K-L | PYTES | 23/06/2025
2024-05-17 | HBS11901 | Shangahi PYTES Energy Co Ltd E-BOX 48100R (x18) w/ Ginlong Technologies Co Ltd S5-EH1P6K-L | 82.8 |  |  | Shangahi PYTES Energy Co Ltd | E-BOX 48100R | 18 | Ginlong Technologies Co Ltd | S5-EH1P6K-L | PYTES | 23/06/2025
2024-05-17 | HBS11902 | Shangahi PYTES Energy Co Ltd E-BOX 48100R (x19) w/ Ginlong Technologies Co Ltd S5-EH1P6K-L | 87.4 |  |  | Shangahi PYTES Energy Co Ltd | E-BOX 48100R | 19 | Ginlong Technologies Co Ltd | S5-EH1P6K-L | PYTES | 23/06/2025
2024-05-17 | HBS11903 | Shangahi PYTES Energy Co Ltd E-BOX 48100R (x20) w/ Ginlong Technologies Co Ltd S5-EH1P6K-L | 92 |  |  | Shangahi PYTES Energy Co Ltd | E-BOX 48100R | 20 | Ginlong Technologies Co Ltd | S5-EH1P6K-L | PYTES | 23/06/2025
2024-05-17 | HBS11904 | Shangahi PYTES Energy Co Ltd E-BOX 48100R (x2) w/ Ginlong Technologies Co Ltd S6-EH1P3K-L-AU | 9.2 |  |  | Shangahi PYTES Energy Co Ltd | E-BOX 48100R | 2 | Ginlong Technologies Co Ltd | S6-EH1P3K-L-AU | PYTES | 18/09/2026
2024-05-17 | HBS11905 | Shangahi PYTES Energy Co Ltd E-BOX 48100R (x3) w/ Ginlong Technologies Co Ltd S6-EH1P3K-L-AU | 13.8 |  |  | Shangahi PYTES Energy Co Ltd | E-BOX 48100R | 3 | Ginlong Technologies Co Ltd | S6-EH1P3K-L-AU | PYTES | 18/09/2026
2024-05-17 | HBS11906 | Shangahi PYTES Energy Co Ltd E-BOX 48100R (x4) w/ Ginlong Technologies Co Ltd S6-EH1P3K-L-AU | 18.4 |  |  | Shangahi PYTES Energy Co Ltd | E-BOX 48100R | 4 | Ginlong Technologies Co Ltd | S6-EH1P3K-L-AU | PYTES | 18/09/2026
2024-05-17 | HBS11907 | Shangahi PYTES Energy Co Ltd E-BOX 48100R (x5) w/ Ginlong Technologies Co Ltd S6-EH1P3K-L-AU | 23 |  |  | Shangahi PYTES Energy Co Ltd | E-BOX 48100R | 5 | Ginlong Technologies Co Ltd | S6-EH1P3K-L-AU | PYTES | 18/09/2026
2024-05-17 | HBS11908 | Shangahi PYTES Energy Co Ltd E-BOX 48100R (x6) w/ Ginlong Technologies Co Ltd S6-EH1P3K-L-AU | 27.6 |  |  | Shangahi PYTES Energy Co Ltd | E-BOX 48100R | 6 | Ginlong Technologies Co Ltd | S6-EH1P3K-L-AU | PYTES | 18/09/2026
2024-05-17 | HBS11909 | Shangahi PYTES Energy Co Ltd E-BOX 48100R (x7) w/ Ginlong Technologies Co Ltd S6-EH1P3K-L-AU | 32.2 |  |  | Shangahi PYTES Energy Co Ltd | E-BOX 48100R | 7 | Ginlong Technologies Co Ltd | S6-EH1P3K-L-AU | PYTES | 18/09/2026
2024-05-17 | HBS11910 | Shangahi PYTES Energy Co Ltd E-BOX 48100R (x8) w/ Ginlong Technologies Co Ltd S6-EH1P3K-L-AU | 36.8 |  |  | Shangahi PYTES Energy Co Ltd | E-BOX 48100R | 8 | Ginlong Technologies Co Ltd | S6-EH1P3K-L-AU | PYTES | 18/09/2026
2024-05-17 | HBS11911 | Shangahi PYTES Energy Co Ltd E-BOX 48100R (x9) w/ Ginlong Technologies Co Ltd S6-EH1P3K-L-AU | 41.4 |  |  | Shangahi PYTES Energy Co Ltd | E-BOX 48100R | 9 | Ginlong Technologies Co Ltd | S6-EH1P3K-L-AU | PYTES | 18/09/2026
2024-05-17 | HBS11912 | Shangahi PYTES Energy Co Ltd E-BOX 48100R (x10) w/ Ginlong Technologies Co Ltd S6-EH1P3K-L-AU | 46 |  |  | Shangahi PYTES Energy Co Ltd | E-BOX 48100R | 10 | Ginlong Technologies Co Ltd | S6-EH1P3K-L-AU | PYTES | 18/09/2026
2024-05-17 | HBS11913 | Shangahi PYTES Energy Co Ltd E-BOX 48100R (x11) w/ Ginlong Technologies Co Ltd S6-EH1P3K-L-AU | 50.6 |  |  | Shangahi PYTES Energy Co Ltd | E-BOX 48100R | 11 | Ginlong Technologies Co Ltd | S6-EH1P3K-L-AU | PYTES | 18/09/2026
2024-05-17 | HBS11914 | Shangahi PYTES Energy Co Ltd E-BOX 48100R (x12) w/ Ginlong Technologies Co Ltd S6-EH1P3K-L-AU | 55.2 |  |  | Shangahi PYTES Energy Co Ltd | E-BOX 48100R | 12 | Ginlong Technologies Co Ltd | S6-EH1P3K-L-AU | PYTES | 18/09/2026
2024-05-17 | HBS11915 | Shangahi PYTES Energy Co Ltd E-BOX 48100R (x13) w/ Ginlong Technologies Co Ltd S6-EH1P3K-L-AU | 59.8 |  |  | Shangahi PYTES Energy Co Ltd | E-BOX 48100R | 13 | Ginlong Technologies Co Ltd | S6-EH1P3K-L-AU | PYTES | 18/09/2026
2024-05-17 | HBS11916 | Shangahi PYTES Energy Co Ltd E-BOX 48100R (x14) w/ Ginlong Technologies Co Ltd S6-EH1P3K-L-AU | 64.4 |  |  | Shangahi PYTES Energy Co Ltd | E-BOX 48100R | 14 | Ginlong Technologies Co Ltd | S6-EH1P3K-L-AU | PYTES | 18/09/2026
2024-05-17 | HBS11917 | Shangahi PYTES Energy Co Ltd E-BOX 48100R (x15) w/ Ginlong Technologies Co Ltd S6-EH1P3K-L-AU | 69 |  |  | Shangahi PYTES Energy Co Ltd | E-BOX 48100R | 15 | Ginlong Technologies Co Ltd | S6-EH1P3K-L-AU | PYTES | 18/09/2026
2024-05-17 | HBS11918 | Shangahi PYTES Energy Co Ltd E-BOX 48100R (x16) w/ Ginlong Technologies Co Ltd S6-EH1P3K-L-AU | 73.6 |  |  | Shangahi PYTES Energy Co Ltd | E-BOX 48100R | 16 | Ginlong Technologies Co Ltd | S6-EH1P3K-L-AU | PYTES | 18/09/2026
2024-05-17 | HBS11919 | Shangahi PYTES Energy Co Ltd E-BOX 48100R (x17) w/ Ginlong Technologies Co Ltd S6-EH1P3K-L-AU | 78.2 |  |  | Shangahi PYTES Energy Co Ltd | E-BOX 48100R | 17 | Ginlong Technologies Co Ltd | S6-EH1P3K-L-AU | PYTES | 18/09/2026
2024-05-17 | HBS11920 | Shangahi PYTES Energy Co Ltd E-BOX 48100R (x18) w/ Ginlong Technologies Co Ltd S6-EH1P3K-L-AU | 82.8 |  |  | Shangahi PYTES Energy Co Ltd | E-BOX 48100R | 18 | Ginlong Technologies Co Ltd | S6-EH1P3K-L-AU | PYTES | 18/09/2026
2024-05-17 | HBS11921 | Shangahi PYTES Energy Co Ltd E-BOX 48100R (x19) w/ Ginlong Technologies Co Ltd S6-EH1P3K-L-AU | 87.4 |  |  | Shangahi PYTES Energy Co Ltd | E-BOX 48100R | 19 | Ginlong Technologies Co Ltd | S6-EH1P3K-L-AU | PYTES | 18/09/2026
2024-05-17 | HBS11922 | Shangahi PYTES Energy Co Ltd E-BOX 48100R (x20) w/ Ginlong Technologies Co Ltd S6-EH1P3K-L-AU | 92 |  |  | Shangahi PYTES Energy Co Ltd | E-BOX 48100R | 20 | Ginlong Technologies Co Ltd | S6-EH1P3K-L-AU | PYTES | 18/09/2026
2024-05-17 | HBS11923 | Shangahi PYTES Energy Co Ltd E-BOX 48100R (x2) w/ Ginlong Technologies Co Ltd S6-EH1P3.6K-L-AU | 9.2 |  |  | Shangahi PYTES Energy Co Ltd | E-BOX 48100R | 2 | Ginlong Technologies Co Ltd | S6-EH1P3.6K-L-AU | PYTES | 18/09/2026
2024-05-17 | HBS11924 | Shangahi PYTES Energy Co Ltd E-BOX 48100R (x3) w/ Ginlong Technologies Co Ltd S6-EH1P3.6K-L-AU | 13.8 |  |  | Shangahi PYTES Energy Co Ltd | E-BOX 48100R | 3 | Ginlong Technologies Co Ltd | S6-EH1P3.6K-L-AU | PYTES | 18/09/2026
2024-05-17 | HBS11925 | Shangahi PYTES Energy Co Ltd E-BOX 48100R (x4) w/ Ginlong Technologies Co Ltd S6-EH1P3.6K-L-AU | 18.4 |  |  | Shangahi PYTES Energy Co Ltd | E-BOX 48100R | 4 | Ginlong Technologies Co Ltd | S6-EH1P3.6K-L-AU | PYTES | 18/09/2026
2024-05-17 | HBS11926 | Shangahi PYTES Energy Co Ltd E-BOX 48100R (x5) w/ Ginlong Technologies Co Ltd S6-EH1P3.6K-L-AU | 23 |  |  | Shangahi PYTES Energy Co Ltd | E-BOX 48100R | 5 | Ginlong Technologies Co Ltd | S6-EH1P3.6K-L-AU | PYTES | 18/09/2026
2024-05-17 | HBS11927 | Shangahi PYTES Energy Co Ltd E-BOX 48100R (x6) w/ Ginlong Technologies Co Ltd S6-EH1P3.6K-L-AU | 27.6 |  |  | Shangahi PYTES Energy Co Ltd | E-BOX 48100R | 6 | Ginlong Technologies Co Ltd | S6-EH1P3.6K-L-AU | PYTES | 18/09/2026
2024-05-17 | HBS11928 | Shangahi PYTES Energy Co Ltd E-BOX 48100R (x7) w/ Ginlong Technologies Co Ltd S6-EH1P3.6K-L-AU | 32.2 |  |  | Shangahi PYTES Energy Co Ltd | E-BOX 48100R | 7 | Ginlong Technologies Co Ltd | S6-EH1P3.6K-L-AU | PYTES | 18/09/2026
2024-05-17 | HBS11929 | Shangahi PYTES Energy Co Ltd E-BOX 48100R (x8) w/ Ginlong Technologies Co Ltd S6-EH1P3.6K-L-AU | 36.8 |  |  | Shangahi PYTES Energy Co Ltd | E-BOX 48100R | 8 | Ginlong Technologies Co Ltd | S6-EH1P3.6K-L-AU | PYTES | 18/09/2026
2024-05-17 | HBS11930 | Shangahi PYTES Energy Co Ltd E-BOX 48100R (x9) w/ Ginlong Technologies Co Ltd S6-EH1P3.6K-L-AU | 41.4 |  |  | Shangahi PYTES Energy Co Ltd | E-BOX 48100R | 9 | Ginlong Technologies Co Ltd | S6-EH1P3.6K-L-AU | PYTES | 18/09/2026
2024-05-17 | HBS11931 | Shangahi PYTES Energy Co Ltd E-BOX 48100R (x10) w/ Ginlong Technologies Co Ltd S6-EH1P3.6K-L-AU | 46 |  |  | Shangahi PYTES Energy Co Ltd | E-BOX 48100R | 10 | Ginlong Technologies Co Ltd | S6-EH1P3.6K-L-AU | PYTES | 18/09/2026
2024-05-17 | HBS11932 | Shangahi PYTES Energy Co Ltd E-BOX 48100R (x11) w/ Ginlong Technologies Co Ltd S6-EH1P3.6K-L-AU | 50.6 |  |  | Shangahi PYTES Energy Co Ltd | E-BOX 48100R | 11 | Ginlong Technologies Co Ltd | S6-EH1P3.6K-L-AU | PYTES | 18/09/2026
2024-05-17 | HBS11933 | Shangahi PYTES Energy Co Ltd E-BOX 48100R (x12) w/ Ginlong Technologies Co Ltd S6-EH1P3.6K-L-AU | 55.2 |  |  | Shangahi PYTES Energy Co Ltd | E-BOX 48100R | 12 | Ginlong Technologies Co Ltd | S6-EH1P3.6K-L-AU | PYTES | 18/09/2026
2024-05-17 | HBS11934 | Shangahi PYTES Energy Co Ltd E-BOX 48100R (x13) w/ Ginlong Technologies Co Ltd S6-EH1P3.6K-L-AU | 59.8 |  |  | Shangahi PYTES Energy Co Ltd | E-BOX 48100R | 13 | Ginlong Technologies Co Ltd | S6-EH1P3.6K-L-AU | PYTES | 18/09/2026
2024-05-17 | HBS11935 | Shangahi PYTES Energy Co Ltd E-BOX 48100R (x14) w/ Ginlong Technologies Co Ltd S6-EH1P3.6K-L-AU | 64.4 |  |  | Shangahi PYTES Energy Co Ltd | E-BOX 48100R | 14 | Ginlong Technologies Co Ltd | S6-EH1P3.6K-L-AU | PYTES | 18/09/2026
2024-05-17 | HBS11936 | Shangahi PYTES Energy Co Ltd E-BOX 48100R (x15) w/ Ginlong Technologies Co Ltd S6-EH1P3.6K-L-AU | 69 |  |  | Shangahi PYTES Energy Co Ltd | E-BOX 48100R | 15 | Ginlong Technologies Co Ltd | S6-EH1P3.6K-L-AU | PYTES | 18/09/2026
2024-05-17 | HBS11937 | Shangahi PYTES Energy Co Ltd E-BOX 48100R (x16) w/ Ginlong Technologies Co Ltd S6-EH1P3.6K-L-AU | 73.6 |  |  | Shangahi PYTES Energy Co Ltd | E-BOX 48100R | 16 | Ginlong Technologies Co Ltd | S6-EH1P3.6K-L-AU | PYTES | 18/09/2026
2024-05-17 | HBS11938 | Shangahi PYTES Energy Co Ltd E-BOX 48100R (x17) w/ Ginlong Technologies Co Ltd S6-EH1P3.6K-L-AU | 78.2 |  |  | Shangahi PYTES Energy Co Ltd | E-BOX 48100R | 17 | Ginlong Technologies Co Ltd | S6-EH1P3.6K-L-AU | PYTES | 18/09/2026
2024-05-17 | HBS11939 | Shangahi PYTES Energy Co Ltd E-BOX 48100R (x18) w/ Ginlong Technologies Co Ltd S6-EH1P3.6K-L-AU | 82.8 |  |  | Shangahi PYTES Energy Co Ltd | E-BOX 48100R | 18 | Ginlong Technologies Co Ltd | S6-EH1P3.6K-L-AU | PYTES | 18/09/2026
2024-05-17 | HBS11940 | Shangahi PYTES Energy Co Ltd E-BOX 48100R (x19) w/ Ginlong Technologies Co Ltd S6-EH1P3.6K-L-AU | 87.4 |  |  | Shangahi PYTES Energy Co Ltd | E-BOX 48100R | 19 | Ginlong Technologies Co Ltd | S6-EH1P3.6K-L-AU | PYTES | 18/09/2026
2024-05-17 | HBS11941 | Shangahi PYTES Energy Co Ltd E-BOX 48100R (x20) w/ Ginlong Technologies Co Ltd S6-EH1P3.6K-L-AU | 92 |  |  | Shangahi PYTES Energy Co Ltd | E-BOX 48100R | 20 | Ginlong Technologies Co Ltd | S6-EH1P3.6K-L-AU | PYTES | 18/09/2026
2024-05-17 | HBS11942 | Shangahi PYTES Energy Co Ltd E-BOX 48100R (x2) w/ Ginlong Technologies Co Ltd S6-EH1P4.6K-L-AU | 9.2 |  |  | Shangahi PYTES Energy Co Ltd | E-BOX 48100R | 2 | Ginlong Technologies Co Ltd | S6-EH1P4.6K-L-AU | PYTES | 18/09/2026
2024-05-17 | HBS11943 | Shangahi PYTES Energy Co Ltd E-BOX 48100R (x3) w/ Ginlong Technologies Co Ltd S6-EH1P4.6K-L-AU | 13.8 |  |  | Shangahi PYTES Energy Co Ltd | E-BOX 48100R | 3 | Ginlong Technologies Co Ltd | S6-EH1P4.6K-L-AU | PYTES | 18/09/2026
2024-05-17 | HBS11944 | Shangahi PYTES Energy Co Ltd E-BOX 48100R (x4) w/ Ginlong Technologies Co Ltd S6-EH1P4.6K-L-AU | 18.4 |  |  | Shangahi PYTES Energy Co Ltd | E-BOX 48100R | 4 | Ginlong Technologies Co Ltd | S6-EH1P4.6K-L-AU | PYTES | 18/09/2026
2024-05-17 | HBS11945 | Shangahi PYTES Energy Co Ltd E-BOX 48100R (x5) w/ Ginlong Technologies Co Ltd S6-EH1P4.6K-L-AU | 23 |  |  | Shangahi PYTES Energy Co Ltd | E-BOX 48100R | 5 | Ginlong Technologies Co Ltd | S6-EH1P4.6K-L-AU | PYTES | 18/09/2026
2024-05-17 | HBS11946 | Shangahi PYTES Energy Co Ltd E-BOX 48100R (x6) w/ Ginlong Technologies Co Ltd S6-EH1P4.6K-L-AU | 27.6 |  |  | Shangahi PYTES Energy Co Ltd | E-BOX 48100R | 6 | Ginlong Technologies Co Ltd | S6-EH1P4.6K-L-AU | PYTES | 18/09/2026
2024-05-17 | HBS11947 | Shangahi PYTES Energy Co Ltd E-BOX 48100R (x7) w/ Ginlong Technologies Co Ltd S6-EH1P4.6K-L-AU | 32.2 |  |  | Shangahi PYTES Energy Co Ltd | E-BOX 48100R | 7 | Ginlong Technologies Co Ltd | S6-EH1P4.6K-L-AU | PYTES | 18/09/2026
2024-05-17 | HBS11948 | Shangahi PYTES Energy Co Ltd E-BOX 48100R (x8) w/ Ginlong Technologies Co Ltd S6-EH1P4.6K-L-AU | 36.8 |  |  | Shangahi PYTES Energy Co Ltd | E-BOX 48100R | 8 | Ginlong Technologies Co Ltd | S6-EH1P4.6K-L-AU | PYTES | 18/09/2026
2024-05-17 | HBS11949 | Shangahi PYTES Energy Co Ltd E-BOX 48100R (x9) w/ Ginlong Technologies Co Ltd S6-EH1P4.6K-L-AU | 41.4 |  |  | Shangahi PYTES Energy Co Ltd | E-BOX 48100R | 9 | Ginlong Technologies Co Ltd | S6-EH1P4.6K-L-AU | PYTES | 18/09/2026
2024-05-17 | HBS11950 | Shangahi PYTES Energy Co Ltd E-BOX 48100R (x10) w/ Ginlong Technologies Co Ltd S6-EH1P4.6K-L-AU | 46 |  |  | Shangahi PYTES Energy Co Ltd | E-BOX 48100R | 10 | Ginlong Technologies Co Ltd | S6-EH1P4.6K-L-AU | PYTES | 18/09/2026
2024-05-17 | HBS11951 | Shangahi PYTES Energy Co Ltd E-BOX 48100R (x11) w/ Ginlong Technologies Co Ltd S6-EH1P4.6K-L-AU | 50.6 |  |  | Shangahi PYTES Energy Co Ltd | E-BOX 48100R | 11 | Ginlong Technologies Co Ltd | S6-EH1P4.6K-L-AU | PYTES | 18/09/2026
2024-05-17 | HBS11952 | Shangahi PYTES Energy Co Ltd E-BOX 48100R (x12) w/ Ginlong Technologies Co Ltd S6-EH1P4.6K-L-AU | 55.2 |  |  | Shangahi PYTES Energy Co Ltd | E-BOX 48100R | 12 | Ginlong Technologies Co Ltd | S6-EH1P4.6K-L-AU | PYTES | 18/09/2026
2024-05-17 | HBS11953 | Shangahi PYTES Energy Co Ltd E-BOX 48100R (x13) w/ Ginlong Technologies Co Ltd S6-EH1P4.6K-L-AU | 59.8 |  |  | Shangahi PYTES Energy Co Ltd | E-BOX 48100R | 13 | Ginlong Technologies Co Ltd | S6-EH1P4.6K-L-AU | PYTES | 18/09/2026
2024-05-17 | HBS11954 | Shangahi PYTES Energy Co Ltd E-BOX 48100R (x14) w/ Ginlong Technologies Co Ltd S6-EH1P4.6K-L-AU | 64.4 |  |  | Shangahi PYTES Energy Co Ltd | E-BOX 48100R | 14 | Ginlong Technologies Co Ltd | S6-EH1P4.6K-L-AU | PYTES | 18/09/2026
2024-05-17 | HBS11955 | Shangahi PYTES Energy Co Ltd E-BOX 48100R (x15) w/ Ginlong Technologies Co Ltd S6-EH1P4.6K-L-AU | 69 |  |  | Shangahi PYTES Energy Co Ltd | E-BOX 48100R | 15 | Ginlong Technologies Co Ltd | S6-EH1P4.6K-L-AU | PYTES | 18/09/2026
2024-05-17 | HBS11956 | Shangahi PYTES Energy Co Ltd E-BOX 48100R (x16) w/ Ginlong Technologies Co Ltd S6-EH1P4.6K-L-AU | 73.6 |  |  | Shangahi PYTES Energy Co Ltd | E-BOX 48100R | 16 | Ginlong Technologies Co Ltd | S6-EH1P4.6K-L-AU | PYTES | 18/09/2026
2024-05-17 | HBS11957 | Shangahi PYTES Energy Co Ltd E-BOX 48100R (x17) w/ Ginlong Technologies Co Ltd S6-EH1P4.6K-L-AU | 78.2 |  |  | Shangahi PYTES Energy Co Ltd | E-BOX 48100R | 17 | Ginlong Technologies Co Ltd | S6-EH1P4.6K-L-AU | PYTES | 18/09/2026
2024-05-17 | HBS11958 | Shangahi PYTES Energy Co Ltd E-BOX 48100R (x18) w/ Ginlong Technologies Co Ltd S6-EH1P4.6K-L-AU | 82.8 |  |  | Shangahi PYTES Energy Co Ltd | E-BOX 48100R | 18 | Ginlong Technologies Co Ltd | S6-EH1P4.6K-L-AU | PYTES | 18/09/2026
2024-05-17 | HBS11959 | Shangahi PYTES Energy Co Ltd E-BOX 48100R (x19) w/ Ginlong Technologies Co Ltd S6-EH1P4.6K-L-AU | 87.4 |  |  | Shangahi PYTES Energy Co Ltd | E-BOX 48100R | 19 | Ginlong Technologies Co Ltd | S6-EH1P4.6K-L-AU | PYTES | 18/09/2026
2024-05-17 | HBS11960 | Shangahi PYTES Energy Co Ltd E-BOX 48100R (x20) w/ Ginlong Technologies Co Ltd S6-EH1P4.6K-L-AU | 92 |  |  | Shangahi PYTES Energy Co Ltd | E-BOX 48100R | 20 | Ginlong Technologies Co Ltd | S6-EH1P4.6K-L-AU | PYTES | 18/09/2026
2024-05-17 | HBS11961 | Shangahi PYTES Energy Co Ltd E-BOX 48100R (x2) w/ Ginlong Technologies Co Ltd S6-EH1P5K-L-AU | 9.2 |  |  | Shangahi PYTES Energy Co Ltd | E-BOX 48100R | 2 | Ginlong Technologies Co Ltd | S6-EH1P5K-L-AU | PYTES | 18/09/2026
2024-05-17 | HBS11962 | Shangahi PYTES Energy Co Ltd E-BOX 48100R (x3) w/ Ginlong Technologies Co Ltd S6-EH1P5K-L-AU | 13.8 |  |  | Shangahi PYTES Energy Co Ltd | E-BOX 48100R | 3 | Ginlong Technologies Co Ltd | S6-EH1P5K-L-AU | PYTES | 18/09/2026
2024-05-17 | HBS11963 | Shangahi PYTES Energy Co Ltd E-BOX 48100R (x4) w/ Ginlong Technologies Co Ltd S6-EH1P5K-L-AU | 18.4 |  |  | Shangahi PYTES Energy Co Ltd | E-BOX 48100R | 4 | Ginlong Technologies Co Ltd | S6-EH1P5K-L-AU | PYTES | 18/09/2026
2024-05-17 | HBS11964 | Shangahi PYTES Energy Co Ltd E-BOX 48100R (x5) w/ Ginlong Technologies Co Ltd S6-EH1P5K-L-AU | 23 |  |  | Shangahi PYTES Energy Co Ltd | E-BOX 48100R | 5 | Ginlong Technologies Co Ltd | S6-EH1P5K-L-AU | PYTES | 18/09/2026
2024-05-17 | HBS11965 | Shangahi PYTES Energy Co Ltd E-BOX 48100R (x6) w/ Ginlong Technologies Co Ltd S6-EH1P5K-L-AU | 27.6 |  |  | Shangahi PYTES Energy Co Ltd | E-BOX 48100R | 6 | Ginlong Technologies Co Ltd | S6-EH1P5K-L-AU | PYTES | 18/09/2026
2024-05-17 | HBS11966 | Shangahi PYTES Energy Co Ltd E-BOX 48100R (x7) w/ Ginlong Technologies Co Ltd S6-EH1P5K-L-AU | 32.2 |  |  | Shangahi PYTES Energy Co Ltd | E-BOX 48100R | 7 | Ginlong Technologies Co Ltd | S6-EH1P5K-L-AU | PYTES | 18/09/2026
2024-05-17 | HBS11967 | Shangahi PYTES Energy Co Ltd E-BOX 48100R (x8) w/ Ginlong Technologies Co Ltd S6-EH1P5K-L-AU | 36.8 |  |  | Shangahi PYTES Energy Co Ltd | E-BOX 48100R | 8 | Ginlong Technologies Co Ltd | S6-EH1P5K-L-AU | PYTES | 18/09/2026
2024-05-17 | HBS11968 | Shangahi PYTES Energy Co Ltd E-BOX 48100R (x9) w/ Ginlong Technologies Co Ltd S6-EH1P5K-L-AU | 41.4 |  |  | Shangahi PYTES Energy Co Ltd | E-BOX 48100R | 9 | Ginlong Technologies Co Ltd | S6-EH1P5K-L-AU | PYTES | 18/09/2026
2024-05-17 | HBS11969 | Shangahi PYTES Energy Co Ltd E-BOX 48100R (x10) w/ Ginlong Technologies Co Ltd S6-EH1P5K-L-AU | 46 |  |  | Shangahi PYTES Energy Co Ltd | E-BOX 48100R | 10 | Ginlong Technologies Co Ltd | S6-EH1P5K-L-AU | PYTES | 18/09/2026
2024-05-17 | HBS11970 | Shangahi PYTES Energy Co Ltd E-BOX 48100R (x11) w/ Ginlong Technologies Co Ltd S6-EH1P5K-L-AU | 50.6 |  |  | Shangahi PYTES Energy Co Ltd | E-BOX 48100R | 11 | Ginlong Technologies Co Ltd | S6-EH1P5K-L-AU | PYTES | 18/09/2026
2024-05-17 | HBS11971 | Shangahi PYTES Energy Co Ltd E-BOX 48100R (x12) w/ Ginlong Technologies Co Ltd S6-EH1P5K-L-AU | 55.2 |  |  | Shangahi PYTES Energy Co Ltd | E-BOX 48100R | 12 | Ginlong Technologies Co Ltd | S6-EH1P5K-L-AU | PYTES | 18/09/2026
2024-05-17 | HBS11972 | Shangahi PYTES Energy Co Ltd E-BOX 48100R (x13) w/ Ginlong Technologies Co Ltd S6-EH1P5K-L-AU | 59.8 |  |  | Shangahi PYTES Energy Co Ltd | E-BOX 48100R | 13 | Ginlong Technologies Co Ltd | S6-EH1P5K-L-AU | PYTES | 18/09/2026
2024-05-17 | HBS11973 | Shangahi PYTES Energy Co Ltd E-BOX 48100R (x14) w/ Ginlong Technologies Co Ltd S6-EH1P5K-L-AU | 64.4 |  |  | Shangahi PYTES Energy Co Ltd | E-BOX 48100R | 14 | Ginlong Technologies Co Ltd | S6-EH1P5K-L-AU | PYTES | 18/09/2026
2024-05-17 | HBS11974 | Shangahi PYTES Energy Co Ltd E-BOX 48100R (x15) w/ Ginlong Technologies Co Ltd S6-EH1P5K-L-AU | 69 |  |  | Shangahi PYTES Energy Co Ltd | E-BOX 48100R | 15 | Ginlong Technologies Co Ltd | S6-EH1P5K-L-AU | PYTES | 18/09/2026
2024-05-17 | HBS11975 | Shangahi PYTES Energy Co Ltd E-BOX 48100R (x16) w/ Ginlong Technologies Co Ltd S6-EH1P5K-L-AU | 73.6 |  |  | Shangahi PYTES Energy Co Ltd | E-BOX 48100R | 16 | Ginlong Technologies Co Ltd | S6-EH1P5K-L-AU | PYTES | 18/09/2026
2024-05-17 | HBS11976 | Shangahi PYTES Energy Co Ltd E-BOX 48100R (x17) w/ Ginlong Technologies Co Ltd S6-EH1P5K-L-AU | 78.2 |  |  | Shangahi PYTES Energy Co Ltd | E-BOX 48100R | 17 | Ginlong Technologies Co Ltd | S6-EH1P5K-L-AU | PYTES | 18/09/2026
2024-05-17 | HBS11977 | Shangahi PYTES Energy Co Ltd E-BOX 48100R (x18) w/ Ginlong Technologies Co Ltd S6-EH1P5K-L-AU | 82.8 |  |  | Shangahi PYTES Energy Co Ltd | E-BOX 48100R | 18 | Ginlong Technologies Co Ltd | S6-EH1P5K-L-AU | PYTES | 18/09/2026
2024-05-17 | HBS11978 | Shangahi PYTES Energy Co Ltd E-BOX 48100R (x19) w/ Ginlong Technologies Co Ltd S6-EH1P5K-L-AU | 87.4 |  |  | Shangahi PYTES Energy Co Ltd | E-BOX 48100R | 19 | Ginlong Technologies Co Ltd | S6-EH1P5K-L-AU | PYTES | 18/09/2026
2024-05-17 | HBS11979 | Shangahi PYTES Energy Co Ltd E-BOX 48100R (x20) w/ Ginlong Technologies Co Ltd S6-EH1P5K-L-AU | 92 |  |  | Shangahi PYTES Energy Co Ltd | E-BOX 48100R | 20 | Ginlong Technologies Co Ltd | S6-EH1P5K-L-AU | PYTES | 18/09/2026
2024-05-17 | HBS11980 | Shangahi PYTES Energy Co Ltd E-BOX 48100R (x2) w/ Ginlong Technologies Co Ltd S6-EH1P6K-L-AU | 9.2 |  |  | Shangahi PYTES Energy Co Ltd | E-BOX 48100R | 2 | Ginlong Technologies Co Ltd | S6-EH1P6K-L-AU | PYTES | 18/09/2026
2024-05-17 | HBS11981 | Shangahi PYTES Energy Co Ltd E-BOX 48100R (x3) w/ Ginlong Technologies Co Ltd S6-EH1P6K-L-AU | 13.8 |  |  | Shangahi PYTES Energy Co Ltd | E-BOX 48100R | 3 | Ginlong Technologies Co Ltd | S6-EH1P6K-L-AU | PYTES | 18/09/2026
2024-05-17 | HBS11982 | Shangahi PYTES Energy Co Ltd E-BOX 48100R (x4) w/ Ginlong Technologies Co Ltd S6-EH1P6K-L-AU | 18.4 |  |  | Shangahi PYTES Energy Co Ltd | E-BOX 48100R | 4 | Ginlong Technologies Co Ltd | S6-EH1P6K-L-AU | PYTES | 18/09/2026
2024-05-17 | HBS11983 | Shangahi PYTES Energy Co Ltd E-BOX 48100R (x5) w/ Ginlong Technologies Co Ltd S6-EH1P6K-L-AU | 23 |  |  | Shangahi PYTES Energy Co Ltd | E-BOX 48100R | 5 | Ginlong Technologies Co Ltd | S6-EH1P6K-L-AU | PYTES | 18/09/2026
2024-05-17 | HBS11984 | Shangahi PYTES Energy Co Ltd E-BOX 48100R (x6) w/ Ginlong Technologies Co Ltd S6-EH1P6K-L-AU | 27.6 |  |  | Shangahi PYTES Energy Co Ltd | E-BOX 48100R | 6 | Ginlong Technologies Co Ltd | S6-EH1P6K-L-AU | PYTES | 18/09/2026
2024-05-17 | HBS11985 | Shangahi PYTES Energy Co Ltd E-BOX 48100R (x7) w/ Ginlong Technologies Co Ltd S6-EH1P6K-L-AU | 32.2 |  |  | Shangahi PYTES Energy Co Ltd | E-BOX 48100R | 7 | Ginlong Technologies Co Ltd | S6-EH1P6K-L-AU | PYTES | 18/09/2026
2024-05-17 | HBS11986 | Shangahi PYTES Energy Co Ltd E-BOX 48100R (x8) w/ Ginlong Technologies Co Ltd S6-EH1P6K-L-AU | 36.8 |  |  | Shangahi PYTES Energy Co Ltd | E-BOX 48100R | 8 | Ginlong Technologies Co Ltd | S6-EH1P6K-L-AU | PYTES | 18/09/2026
2024-05-17 | HBS11987 | Shangahi PYTES Energy Co Ltd E-BOX 48100R (x9) w/ Ginlong Technologies Co Ltd S6-EH1P6K-L-AU | 41.4 |  |  | Shangahi PYTES Energy Co Ltd | E-BOX 48100R | 9 | Ginlong Technologies Co Ltd | S6-EH1P6K-L-AU | PYTES | 18/09/2026
2024-05-17 | HBS11988 | Shangahi PYTES Energy Co Ltd E-BOX 48100R (x10) w/ Ginlong Technologies Co Ltd S6-EH1P6K-L-AU | 46 |  |  | Shangahi PYTES Energy Co Ltd | E-BOX 48100R | 10 | Ginlong Technologies Co Ltd | S6-EH1P6K-L-AU | PYTES | 18/09/2026
2024-05-17 | HBS11989 | Shangahi PYTES Energy Co Ltd E-BOX 48100R (x11) w/ Ginlong Technologies Co Ltd S6-EH1P6K-L-AU | 50.6 |  |  | Shangahi PYTES Energy Co Ltd | E-BOX 48100R | 11 | Ginlong Technologies Co Ltd | S6-EH1P6K-L-AU | PYTES | 18/09/2026
2024-05-17 | HBS11990 | Shangahi PYTES Energy Co Ltd E-BOX 48100R (x12) w/ Ginlong Technologies Co Ltd S6-EH1P6K-L-AU | 55.2 |  |  | Shangahi PYTES Energy Co Ltd | E-BOX 48100R | 12 | Ginlong Technologies Co Ltd | S6-EH1P6K-L-AU | PYTES | 18/09/2026
2024-05-17 | HBS11991 | Shangahi PYTES Energy Co Ltd E-BOX 48100R (x13) w/ Ginlong Technologies Co Ltd S6-EH1P6K-L-AU | 59.8 |  |  | Shangahi PYTES Energy Co Ltd | E-BOX 48100R | 13 | Ginlong Technologies Co Ltd | S6-EH1P6K-L-AU | PYTES | 18/09/2026
2024-05-17 | HBS11992 | Shangahi PYTES Energy Co Ltd E-BOX 48100R (x14) w/ Ginlong Technologies Co Ltd S6-EH1P6K-L-AU | 64.4 |  |  | Shangahi PYTES Energy Co Ltd | E-BOX 48100R | 14 | Ginlong Technologies Co Ltd | S6-EH1P6K-L-AU | PYTES | 18/09/2026
2024-05-17 | HBS11993 | Shangahi PYTES Energy Co Ltd E-BOX 48100R (x15) w/ Ginlong Technologies Co Ltd S6-EH1P6K-L-AU | 69 |  |  | Shangahi PYTES Energy Co Ltd | E-BOX 48100R | 15 | Ginlong Technologies Co Ltd | S6-EH1P6K-L-AU | PYTES | 18/09/2026
2024-05-17 | HBS11994 | Shangahi PYTES Energy Co Ltd E-BOX 48100R (x16) w/ Ginlong Technologies Co Ltd S6-EH1P6K-L-AU | 73.6 |  |  | Shangahi PYTES Energy Co Ltd | E-BOX 48100R | 16 | Ginlong Technologies Co Ltd | S6-EH1P6K-L-AU | PYTES | 18/09/2026
2024-05-17 | HBS11995 | Shangahi PYTES Energy Co Ltd E-BOX 48100R (x17) w/ Ginlong Technologies Co Ltd S6-EH1P6K-L-AU | 78.2 |  |  | Shangahi PYTES Energy Co Ltd | E-BOX 48100R | 17 | Ginlong Technologies Co Ltd | S6-EH1P6K-L-AU | PYTES | 18/09/2026
2024-05-17 | HBS11996 | Shangahi PYTES Energy Co Ltd E-BOX 48100R (x18) w/ Ginlong Technologies Co Ltd S6-EH1P6K-L-AU | 82.8 |  |  | Shangahi PYTES Energy Co Ltd | E-BOX 48100R | 18 | Ginlong Technologies Co Ltd | S6-EH1P6K-L-AU | PYTES | 18/09/2026
2024-05-17 | HBS11997 | Shangahi PYTES Energy Co Ltd E-BOX 48100R (x19) w/ Ginlong Technologies Co Ltd S6-EH1P6K-L-AU | 87.4 |  |  | Shangahi PYTES Energy Co Ltd | E-BOX 48100R | 19 | Ginlong Technologies Co Ltd | S6-EH1P6K-L-AU | PYTES | 18/09/2026
2024-05-17 | HBS11998 | Shangahi PYTES Energy Co Ltd E-BOX 48100R (x20) w/ Ginlong Technologies Co Ltd S6-EH1P6K-L-AU | 92 |  |  | Shangahi PYTES Energy Co Ltd | E-BOX 48100R | 20 | Ginlong Technologies Co Ltd | S6-EH1P6K-L-AU | PYTES | 18/09/2026
2024-05-17 | HBS11999 | Shangahi PYTES Energy Co Ltd E-BOX 48100R (x2) w/ GoodWe Technologies Co Ltd GW3600S-BP | 9.2 |  |  | Shangahi PYTES Energy Co Ltd | E-BOX 48100R | 2 | GoodWe Technologies Co Ltd | GW3600S-BP | PYTES | 02/03/2025
2024-05-17 | HBS12000 | Shangahi PYTES Energy Co Ltd E-BOX 48100R (x3) w/ GoodWe Technologies Co Ltd GW3600S-BP | 13.8 |  |  | Shangahi PYTES Energy Co Ltd | E-BOX 48100R | 3 | GoodWe Technologies Co Ltd | GW3600S-BP | PYTES | 02/03/2025
2024-05-17 | HBS12001 | Shangahi PYTES Energy Co Ltd E-BOX 48100R (x4) w/ GoodWe Technologies Co Ltd GW3600S-BP | 18.4 |  |  | Shangahi PYTES Energy Co Ltd | E-BOX 48100R | 4 | GoodWe Technologies Co Ltd | GW3600S-BP | PYTES | 02/03/2025
2024-05-17 | HBS12002 | Shangahi PYTES Energy Co Ltd E-BOX 48100R (x5) w/ GoodWe Technologies Co Ltd GW3600S-BP | 23 |  |  | Shangahi PYTES Energy Co Ltd | E-BOX 48100R | 5 | GoodWe Technologies Co Ltd | GW3600S-BP | PYTES | 02/03/2025
2024-05-17 | HBS12003 | Shangahi PYTES Energy Co Ltd E-BOX 48100R (x6) w/ GoodWe Technologies Co Ltd GW3600S-BP | 27.6 |  |  | Shangahi PYTES Energy Co Ltd | E-BOX 48100R | 6 | GoodWe Technologies Co Ltd | GW3600S-BP | PYTES | 02/03/2025
2024-05-17 | HBS12004 | Shangahi PYTES Energy Co Ltd E-BOX 48100R (x7) w/ GoodWe Technologies Co Ltd GW3600S-BP | 32.2 |  |  | Shangahi PYTES Energy Co Ltd | E-BOX 48100R | 7 | GoodWe Technologies Co Ltd | GW3600S-BP | PYTES | 02/03/2025
2024-05-17 | HBS12005 | Shangahi PYTES Energy Co Ltd E-BOX 48100R (x8) w/ GoodWe Technologies Co Ltd GW3600S-BP | 36.8 |  |  | Shangahi PYTES Energy Co Ltd | E-BOX 48100R | 8 | GoodWe Technologies Co Ltd | GW3600S-BP | PYTES | 02/03/2025
2024-05-17 | HBS12006 | Shangahi PYTES Energy Co Ltd E-BOX 48100R (x9) w/ GoodWe Technologies Co Ltd GW3600S-BP | 41.4 |  |  | Shangahi PYTES Energy Co Ltd | E-BOX 48100R | 9 | GoodWe Technologies Co Ltd | GW3600S-BP | PYTES | 02/03/2025
2024-05-17 | HBS12007 | Shangahi PYTES Energy Co Ltd E-BOX 48100R (x10) w/ GoodWe Technologies Co Ltd GW3600S-BP | 46 |  |  | Shangahi PYTES Energy Co Ltd | E-BOX 48100R | 10 | GoodWe Technologies Co Ltd | GW3600S-BP | PYTES | 02/03/2025
2024-05-17 | HBS12008 | Shangahi PYTES Energy Co Ltd E-BOX 48100R (x11) w/ GoodWe Technologies Co Ltd GW3600S-BP | 50.6 |  |  | Shangahi PYTES Energy Co Ltd | E-BOX 48100R | 11 | GoodWe Technologies Co Ltd | GW3600S-BP | PYTES | 02/03/2025
2024-05-17 | HBS12009 | Shangahi PYTES Energy Co Ltd E-BOX 48100R (x12) w/ GoodWe Technologies Co Ltd GW3600S-BP | 55.2 |  |  | Shangahi PYTES Energy Co Ltd | E-BOX 48100R | 12 | GoodWe Technologies Co Ltd | GW3600S-BP | PYTES | 02/03/2025
2024-05-17 | HBS12010 | Shangahi PYTES Energy Co Ltd E-BOX 48100R (x13) w/ GoodWe Technologies Co Ltd GW3600S-BP | 59.8 |  |  | Shangahi PYTES Energy Co Ltd | E-BOX 48100R | 13 | GoodWe Technologies Co Ltd | GW3600S-BP | PYTES | 02/03/2025
2024-05-17 | HBS12011 | Shangahi PYTES Energy Co Ltd E-BOX 48100R (x14) w/ GoodWe Technologies Co Ltd GW3600S-BP | 64.4 |  |  | Shangahi PYTES Energy Co Ltd | E-BOX 48100R | 14 | GoodWe Technologies Co Ltd | GW3600S-BP | PYTES | 02/03/2025
2024-05-17 | HBS12012 | Shangahi PYTES Energy Co Ltd E-BOX 48100R (x15) w/ GoodWe Technologies Co Ltd GW3600S-BP | 69 |  |  | Shangahi PYTES Energy Co Ltd | E-BOX 48100R | 15 | GoodWe Technologies Co Ltd | GW3600S-BP | PYTES | 02/03/2025
2024-05-17 | HBS12013 | Shangahi PYTES Energy Co Ltd E-BOX 48100R (x16) w/ GoodWe Technologies Co Ltd GW3600S-BP | 73.6 |  |  | Shangahi PYTES Energy Co Ltd | E-BOX 48100R | 16 | GoodWe Technologies Co Ltd | GW3600S-BP | PYTES | 02/03/2025
2024-05-17 | HBS12014 | Shangahi PYTES Energy Co Ltd E-BOX 48100R (x17) w/ GoodWe Technologies Co Ltd GW3600S-BP | 78.2 |  |  | Shangahi PYTES Energy Co Ltd | E-BOX 48100R | 17 | GoodWe Technologies Co Ltd | GW3600S-BP | PYTES | 02/03/2025
2024-05-17 | HBS12015 | Shangahi PYTES Energy Co Ltd E-BOX 48100R (x18) w/ GoodWe Technologies Co Ltd GW3600S-BP | 82.8 |  |  | Shangahi PYTES Energy Co Ltd | E-BOX 48100R | 18 | GoodWe Technologies Co Ltd | GW3600S-BP | PYTES | 02/03/2025
2024-05-17 | HBS12016 | Shangahi PYTES Energy Co Ltd E-BOX 48100R (x19) w/ GoodWe Technologies Co Ltd GW3600S-BP | 87.4 |  |  | Shangahi PYTES Energy Co Ltd | E-BOX 48100R | 19 | GoodWe Technologies Co Ltd | GW3600S-BP | PYTES | 02/03/2025
2024-05-17 | HBS12017 | Shangahi PYTES Energy Co Ltd E-BOX 48100R (x20) w/ GoodWe Technologies Co Ltd GW3600S-BP | 92 |  |  | Shangahi PYTES Energy Co Ltd | E-BOX 48100R | 20 | GoodWe Technologies Co Ltd | GW3600S-BP | PYTES | 02/03/2025
2024-05-17 | HBS12018 | Shangahi PYTES Energy Co Ltd E-BOX 48100R (x2) w/ GoodWe Technologies Co Ltd GW5000S-BP | 9.2 |  |  | Shangahi PYTES Energy Co Ltd | E-BOX 48100R | 2 | GoodWe Technologies Co Ltd | GW5000S-BP | PYTES | 02/03/2025
2024-05-17 | HBS12019 | Shangahi PYTES Energy Co Ltd E-BOX 48100R (x3) w/ GoodWe Technologies Co Ltd GW5000S-BP | 13.8 |  |  | Shangahi PYTES Energy Co Ltd | E-BOX 48100R | 3 | GoodWe Technologies Co Ltd | GW5000S-BP | PYTES | 02/03/2025
2024-05-17 | HBS12020 | Shangahi PYTES Energy Co Ltd E-BOX 48100R (x4) w/ GoodWe Technologies Co Ltd GW5000S-BP | 18.4 |  |  | Shangahi PYTES Energy Co Ltd | E-BOX 48100R | 4 | GoodWe Technologies Co Ltd | GW5000S-BP | PYTES | 02/03/2025
2024-05-17 | HBS12021 | Shangahi PYTES Energy Co Ltd E-BOX 48100R (x5) w/ GoodWe Technologies Co Ltd GW5000S-BP | 23 |  |  | Shangahi PYTES Energy Co Ltd | E-BOX 48100R | 5 | GoodWe Technologies Co Ltd | GW5000S-BP | PYTES | 02/03/2025
2024-05-17 | HBS12022 | Shangahi PYTES Energy Co Ltd E-BOX 48100R (x6) w/ GoodWe Technologies Co Ltd GW5000S-BP | 27.6 |  |  | Shangahi PYTES Energy Co Ltd | E-BOX 48100R | 6 | GoodWe Technologies Co Ltd | GW5000S-BP | PYTES | 02/03/2025
2024-05-17 | HBS12023 | Shangahi PYTES Energy Co Ltd E-BOX 48100R (x7) w/ GoodWe Technologies Co Ltd GW5000S-BP | 32.2 |  |  | Shangahi PYTES Energy Co Ltd | E-BOX 48100R | 7 | GoodWe Technologies Co Ltd | GW5000S-BP | PYTES | 02/03/2025
2024-05-17 | HBS12024 | Shangahi PYTES Energy Co Ltd E-BOX 48100R (x8) w/ GoodWe Technologies Co Ltd GW5000S-BP | 36.8 |  |  | Shangahi PYTES Energy Co Ltd | E-BOX 48100R | 8 | GoodWe Technologies Co Ltd | GW5000S-BP | PYTES | 02/03/2025
2024-05-17 | HBS12025 | Shangahi PYTES Energy Co Ltd E-BOX 48100R (x9) w/ GoodWe Technologies Co Ltd GW5000S-BP | 41.4 |  |  | Shangahi PYTES Energy Co Ltd | E-BOX 48100R | 9 | GoodWe Technologies Co Ltd | GW5000S-BP | PYTES | 02/03/2025
2024-05-17 | HBS12026 | Shangahi PYTES Energy Co Ltd E-BOX 48100R (x10) w/ GoodWe Technologies Co Ltd GW5000S-BP | 46 |  |  | Shangahi PYTES Energy Co Ltd | E-BOX 48100R | 10 | GoodWe Technologies Co Ltd | GW5000S-BP | PYTES | 02/03/2025
2024-05-17 | HBS12027 | Shangahi PYTES Energy Co Ltd E-BOX 48100R (x11) w/ GoodWe Technologies Co Ltd GW5000S-BP | 50.6 |  |  | Shangahi PYTES Energy Co Ltd | E-BOX 48100R | 11 | GoodWe Technologies Co Ltd | GW5000S-BP | PYTES | 02/03/2025
2024-05-17 | HBS12028 | Shangahi PYTES Energy Co Ltd E-BOX 48100R (x12) w/ GoodWe Technologies Co Ltd GW5000S-BP | 55.2 |  |  | Shangahi PYTES Energy Co Ltd | E-BOX 48100R | 12 | GoodWe Technologies Co Ltd | GW5000S-BP | PYTES | 02/03/2025
2024-05-17 | HBS12029 | Shangahi PYTES Energy Co Ltd E-BOX 48100R (x13) w/ GoodWe Technologies Co Ltd GW5000S-BP | 59.8 |  |  | Shangahi PYTES Energy Co Ltd | E-BOX 48100R | 13 | GoodWe Technologies Co Ltd | GW5000S-BP | PYTES | 02/03/2025
2024-05-17 | HBS12030 | Shangahi PYTES Energy Co Ltd E-BOX 48100R (x14) w/ GoodWe Technologies Co Ltd GW5000S-BP | 64.4 |  |  | Shangahi PYTES Energy Co Ltd | E-BOX 48100R | 14 | GoodWe Technologies Co Ltd | GW5000S-BP | PYTES | 02/03/2025
2024-05-17 | HBS12031 | Shangahi PYTES Energy Co Ltd E-BOX 48100R (x15) w/ GoodWe Technologies Co Ltd GW5000S-BP | 69 |  |  | Shangahi PYTES Energy Co Ltd | E-BOX 48100R | 15 | GoodWe Technologies Co Ltd | GW5000S-BP | PYTES | 02/03/2025
2024-05-17 | HBS12032 | Shangahi PYTES Energy Co Ltd E-BOX 48100R (x16) w/ GoodWe Technologies Co Ltd GW5000S-BP | 73.6 |  |  | Shangahi PYTES Energy Co Ltd | E-BOX 48100R | 16 | GoodWe Technologies Co Ltd | GW5000S-BP | PYTES | 02/03/2025
2024-05-17 | HBS12033 | Shangahi PYTES Energy Co Ltd E-BOX 48100R (x17) w/ GoodWe Technologies Co Ltd GW5000S-BP | 78.2 |  |  | Shangahi PYTES Energy Co Ltd | E-BOX 48100R | 17 | GoodWe Technologies Co Ltd | GW5000S-BP | PYTES | 02/03/2025
2024-05-17 | HBS12034 | Shangahi PYTES Energy Co Ltd E-BOX 48100R (x18) w/ GoodWe Technologies Co Ltd GW5000S-BP | 82.8 |  |  | Shangahi PYTES Energy Co Ltd | E-BOX 48100R | 18 | GoodWe Technologies Co Ltd | GW5000S-BP | PYTES | 02/03/2025
2024-05-17 | HBS12035 | Shangahi PYTES Energy Co Ltd E-BOX 48100R (x19) w/ GoodWe Technologies Co Ltd GW5000S-BP | 87.4 |  |  | Shangahi PYTES Energy Co Ltd | E-BOX 48100R | 19 | GoodWe Technologies Co Ltd | GW5000S-BP | PYTES | 02/03/2025
2024-05-17 | HBS12036 | Shangahi PYTES Energy Co Ltd E-BOX 48100R (x20) w/ GoodWe Technologies Co Ltd GW5000S-BP | 92 |  |  | Shangahi PYTES Energy Co Ltd | E-BOX 48100R | 20 | GoodWe Technologies Co Ltd | GW5000S-BP | PYTES | 02/03/2025
2024-05-17 | HBS12037 | Shangahi PYTES Energy Co Ltd E-BOX 48100R (x2) w/ GoodWe Technologies Co Ltd GW3648D-ES | 9.2 |  |  | Shangahi PYTES Energy Co Ltd | E-BOX 48100R | 2 | GoodWe Technologies Co Ltd | GW3648D-ES | PYTES | 16/06/2025
2024-05-17 | HBS12038 | Shangahi PYTES Energy Co Ltd E-BOX 48100R (x3) w/ GoodWe Technologies Co Ltd GW3648D-ES | 13.8 |  |  | Shangahi PYTES Energy Co Ltd | E-BOX 48100R | 3 | GoodWe Technologies Co Ltd | GW3648D-ES | PYTES | 16/06/2025
2024-05-17 | HBS12039 | Shangahi PYTES Energy Co Ltd E-BOX 48100R (x4) w/ GoodWe Technologies Co Ltd GW3648D-ES | 18.4 |  |  | Shangahi PYTES Energy Co Ltd | E-BOX 48100R | 4 | GoodWe Technologies Co Ltd | GW3648D-ES | PYTES | 16/06/2025
2024-05-17 | HBS12040 | Shangahi PYTES Energy Co Ltd E-BOX 48100R (x5) w/ GoodWe Technologies Co Ltd GW3648D-ES | 23 |  |  | Shangahi PYTES Energy Co Ltd | E-BOX 48100R | 5 | GoodWe Technologies Co Ltd | GW3648D-ES | PYTES | 16/06/2025
2024-05-17 | HBS12041 | Shangahi PYTES Energy Co Ltd E-BOX 48100R (x6) w/ GoodWe Technologies Co Ltd GW3648D-ES | 27.6 |  |  | Shangahi PYTES Energy Co Ltd | E-BOX 48100R | 6 | GoodWe Technologies Co Ltd | GW3648D-ES | PYTES | 16/06/2025
2024-05-17 | HBS12042 | Shangahi PYTES Energy Co Ltd E-BOX 48100R (x7) w/ GoodWe Technologies Co Ltd GW3648D-ES | 32.2 |  |  | Shangahi PYTES Energy Co Ltd | E-BOX 48100R | 7 | GoodWe Technologies Co Ltd | GW3648D-ES | PYTES | 16/06/2025
2024-05-17 | HBS12043 | Shangahi PYTES Energy Co Ltd E-BOX 48100R (x8) w/ GoodWe Technologies Co Ltd GW3648D-ES | 36.8 |  |  | Shangahi PYTES Energy Co Ltd | E-BOX 48100R | 8 | GoodWe Technologies Co Ltd | GW3648D-ES | PYTES | 16/06/2025
2024-05-17 | HBS12044 | Shangahi PYTES Energy Co Ltd E-BOX 48100R (x9) w/ GoodWe Technologies Co Ltd GW3648D-ES | 41.4 |  |  | Shangahi PYTES Energy Co Ltd | E-BOX 48100R | 9 | GoodWe Technologies Co Ltd | GW3648D-ES | PYTES | 16/06/2025
2024-05-17 | HBS12045 | Shangahi PYTES Energy Co Ltd E-BOX 48100R (x10) w/ GoodWe Technologies Co Ltd GW3648D-ES | 46 |  |  | Shangahi PYTES Energy Co Ltd | E-BOX 48100R | 10 | GoodWe Technologies Co Ltd | GW3648D-ES | PYTES | 16/06/2025
2024-05-17 | HBS12046 | Shangahi PYTES Energy Co Ltd E-BOX 48100R (x11) w/ GoodWe Technologies Co Ltd GW3648D-ES | 50.6 |  |  | Shangahi PYTES Energy Co Ltd | E-BOX 48100R | 11 | GoodWe Technologies Co Ltd | GW3648D-ES | PYTES | 16/06/2025
2024-05-17 | HBS12047 | Shangahi PYTES Energy Co Ltd E-BOX 48100R (x12) w/ GoodWe Technologies Co Ltd GW3648D-ES | 55.2 |  |  | Shangahi PYTES Energy Co Ltd | E-BOX 48100R | 12 | GoodWe Technologies Co Ltd | GW3648D-ES | PYTES | 16/06/2025
2024-05-17 | HBS12048 | Shangahi PYTES Energy Co Ltd E-BOX 48100R (x13) w/ GoodWe Technologies Co Ltd GW3648D-ES | 59.8 |  |  | Shangahi PYTES Energy Co Ltd | E-BOX 48100R | 13 | GoodWe Technologies Co Ltd | GW3648D-ES | PYTES | 16/06/2025
2024-05-17 | HBS12049 | Shangahi PYTES Energy Co Ltd E-BOX 48100R (x14) w/ GoodWe Technologies Co Ltd GW3648D-ES | 64.4 |  |  | Shangahi PYTES Energy Co Ltd | E-BOX 48100R | 14 | GoodWe Technologies Co Ltd | GW3648D-ES | PYTES | 16/06/2025
2024-05-17 | HBS12050 | Shangahi PYTES Energy Co Ltd E-BOX 48100R (x15) w/ GoodWe Technologies Co Ltd GW3648D-ES | 69 |  |  | Shangahi PYTES Energy Co Ltd | E-BOX 48100R | 15 | GoodWe Technologies Co Ltd | GW3648D-ES | PYTES | 16/06/2025
2024-05-17 | HBS12051 | Shangahi PYTES Energy Co Ltd E-BOX 48100R (x16) w/ GoodWe Technologies Co Ltd GW3648D-ES | 73.6 |  |  | Shangahi PYTES Energy Co Ltd | E-BOX 48100R | 16 | GoodWe Technologies Co Ltd | GW3648D-ES | PYTES | 16/06/2025
2024-05-17 | HBS12052 | Shangahi PYTES Energy Co Ltd E-BOX 48100R (x17) w/ GoodWe Technologies Co Ltd GW3648D-ES | 78.2 |  |  | Shangahi PYTES Energy Co Ltd | E-BOX 48100R | 17 | GoodWe Technologies Co Ltd | GW3648D-ES | PYTES | 16/06/2025
2024-05-17 | HBS12053 | Shangahi PYTES Energy Co Ltd E-BOX 48100R (x18) w/ GoodWe Technologies Co Ltd GW3648D-ES | 82.8 |  |  | Shangahi PYTES Energy Co Ltd | E-BOX 48100R | 18 | GoodWe Technologies Co Ltd | GW3648D-ES | PYTES | 16/06/2025
2024-05-17 | HBS12054 | Shangahi PYTES Energy Co Ltd E-BOX 48100R (x19) w/ GoodWe Technologies Co Ltd GW3648D-ES | 87.4 |  |  | Shangahi PYTES Energy Co Ltd | E-BOX 48100R | 19 | GoodWe Technologies Co Ltd | GW3648D-ES | PYTES | 16/06/2025
2024-05-17 | HBS12055 | Shangahi PYTES Energy Co Ltd E-BOX 48100R (x20) w/ GoodWe Technologies Co Ltd GW3648D-ES | 92 |  |  | Shangahi PYTES Energy Co Ltd | E-BOX 48100R | 20 | GoodWe Technologies Co Ltd | GW3648D-ES | PYTES | 16/06/2025
2024-05-17 | HBS12056 | Shangahi PYTES Energy Co Ltd E-BOX 48100R (x2) w/ GoodWe Technologies Co Ltd GW5048D-ES | 9.2 |  |  | Shangahi PYTES Energy Co Ltd | E-BOX 48100R | 2 | GoodWe Technologies Co Ltd | GW5048D-ES | PYTES | 16/06/2025
2024-05-17 | HBS12057 | Shangahi PYTES Energy Co Ltd E-BOX 48100R (x3) w/ GoodWe Technologies Co Ltd GW5048D-ES | 13.8 |  |  | Shangahi PYTES Energy Co Ltd | E-BOX 48100R | 3 | GoodWe Technologies Co Ltd | GW5048D-ES | PYTES | 16/06/2025
2024-05-17 | HBS12058 | Shangahi PYTES Energy Co Ltd E-BOX 48100R (x4) w/ GoodWe Technologies Co Ltd GW5048D-ES | 18.4 |  |  | Shangahi PYTES Energy Co Ltd | E-BOX 48100R | 4 | GoodWe Technologies Co Ltd | GW5048D-ES | PYTES | 16/06/2025
2024-05-17 | HBS12059 | Shangahi PYTES Energy Co Ltd E-BOX 48100R (x5) w/ GoodWe Technologies Co Ltd GW5048D-ES | 23 |  |  | Shangahi PYTES Energy Co Ltd | E-BOX 48100R | 5 | GoodWe Technologies Co Ltd | GW5048D-ES | PYTES | 16/06/2025
2024-05-17 | HBS12060 | Shangahi PYTES Energy Co Ltd E-BOX 48100R (x6) w/ GoodWe Technologies Co Ltd GW5048D-ES | 27.6 |  |  | Shangahi PYTES Energy Co Ltd | E-BOX 48100R | 6 | GoodWe Technologies Co Ltd | GW5048D-ES | PYTES | 16/06/2025
2024-05-17 | HBS12061 | Shangahi PYTES Energy Co Ltd E-BOX 48100R (x7) w/ GoodWe Technologies Co Ltd GW5048D-ES | 32.2 |  |  | Shangahi PYTES Energy Co Ltd | E-BOX 48100R | 7 | GoodWe Technologies Co Ltd | GW5048D-ES | PYTES | 16/06/2025
2024-05-17 | HBS12062 | Shangahi PYTES Energy Co Ltd E-BOX 48100R (x8) w/ GoodWe Technologies Co Ltd GW5048D-ES | 36.8 |  |  | Shangahi PYTES Energy Co Ltd | E-BOX 48100R | 8 | GoodWe Technologies Co Ltd | GW5048D-ES | PYTES | 16/06/2025
2024-05-17 | HBS12063 | Shangahi PYTES Energy Co Ltd E-BOX 48100R (x9) w/ GoodWe Technologies Co Ltd GW5048D-ES | 41.4 |  |  | Shangahi PYTES Energy Co Ltd | E-BOX 48100R | 9 | GoodWe Technologies Co Ltd | GW5048D-ES | PYTES | 16/06/2025
2024-05-17 | HBS12064 | Shangahi PYTES Energy Co Ltd E-BOX 48100R (x10) w/ GoodWe Technologies Co Ltd GW5048D-ES | 46 |  |  | Shangahi PYTES Energy Co Ltd | E-BOX 48100R | 10 | GoodWe Technologies Co Ltd | GW5048D-ES | PYTES | 16/06/2025
2024-05-17 | HBS12065 | Shangahi PYTES Energy Co Ltd E-BOX 48100R (x11) w/ GoodWe Technologies Co Ltd GW5048D-ES | 50.6 |  |  | Shangahi PYTES Energy Co Ltd | E-BOX 48100R | 11 | GoodWe Technologies Co Ltd | GW5048D-ES | PYTES | 16/06/2025
2024-05-17 | HBS12066 | Shangahi PYTES Energy Co Ltd E-BOX 48100R (x12) w/ GoodWe Technologies Co Ltd GW5048D-ES | 55.2 |  |  | Shangahi PYTES Energy Co Ltd | E-BOX 48100R | 12 | GoodWe Technologies Co Ltd | GW5048D-ES | PYTES | 16/06/2025
2024-05-17 | HBS12067 | Shangahi PYTES Energy Co Ltd E-BOX 48100R (x13) w/ GoodWe Technologies Co Ltd GW5048D-ES | 59.8 |  |  | Shangahi PYTES Energy Co Ltd | E-BOX 48100R | 13 | GoodWe Technologies Co Ltd | GW5048D-ES | PYTES | 16/06/2025
2024-05-17 | HBS12068 | Shangahi PYTES Energy Co Ltd E-BOX 48100R (x14) w/ GoodWe Technologies Co Ltd GW5048D-ES | 64.4 |  |  | Shangahi PYTES Energy Co Ltd | E-BOX 48100R | 14 | GoodWe Technologies Co Ltd | GW5048D-ES | PYTES | 16/06/2025
2024-05-17 | HBS12069 | Shangahi PYTES Energy Co Ltd E-BOX 48100R (x15) w/ GoodWe Technologies Co Ltd GW5048D-ES | 69 |  |  | Shangahi PYTES Energy Co Ltd | E-BOX 48100R | 15 | GoodWe Technologies Co Ltd | GW5048D-ES | PYTES | 16/06/2025
2024-05-17 | HBS12070 | Shangahi PYTES Energy Co Ltd E-BOX 48100R (x16) w/ GoodWe Technologies Co Ltd GW5048D-ES | 73.6 |  |  | Shangahi PYTES Energy Co Ltd | E-BOX 48100R | 16 | GoodWe Technologies Co Ltd | GW5048D-ES | PYTES | 16/06/2025
2024-05-17 | HBS12071 | Shangahi PYTES Energy Co Ltd E-BOX 48100R (x17) w/ GoodWe Technologies Co Ltd GW5048D-ES | 78.2 |  |  | Shangahi PYTES Energy Co Ltd | E-BOX 48100R | 17 | GoodWe Technologies Co Ltd | GW5048D-ES | PYTES | 16/06/2025
2024-05-17 | HBS12072 | Shangahi PYTES Energy Co Ltd E-BOX 48100R (x18) w/ GoodWe Technologies Co Ltd GW5048D-ES | 82.8 |  |  | Shangahi PYTES Energy Co Ltd | E-BOX 48100R | 18 | GoodWe Technologies Co Ltd | GW5048D-ES | PYTES | 16/06/2025
2024-05-17 | HBS12073 | Shangahi PYTES Energy Co Ltd E-BOX 48100R (x19) w/ GoodWe Technologies Co Ltd GW5048D-ES | 87.4 |  |  | Shangahi PYTES Energy Co Ltd | E-BOX 48100R | 19 | GoodWe Technologies Co Ltd | GW5048D-ES | PYTES | 16/06/2025
2024-05-17 | HBS12074 | Shangahi PYTES Energy Co Ltd E-BOX 48100R (x20) w/ GoodWe Technologies Co Ltd GW5048D-ES | 92 |  |  | Shangahi PYTES Energy Co Ltd | E-BOX 48100R | 20 | GoodWe Technologies Co Ltd | GW5048D-ES | PYTES | 16/06/2025
2024-05-17 | HBS12075 | Shanghai PYTES Energy Co Ltd E-BOX 48100R (x2) w/ Shenzhen Growatt New Energy Co Ltd MIN 5000TL-XH | 9.2 |  |  | Shanghai PYTES Energy Co Ltd | E-BOX 48100R | 2 | Shenzhen Growatt New Energy Co Ltd | MIN 5000TL-XH | PYTES | 2025-01-08
2024-05-17 | HBS12076 | Shanghai PYTES Energy Co Ltd E-BOX 48100R (x3) w/ Shenzhen Growatt New Energy Co Ltd MIN 5000TL-XH | 13.8 |  |  | Shanghai PYTES Energy Co Ltd | E-BOX 48100R | 3 | Shenzhen Growatt New Energy Co Ltd | MIN 5000TL-XH | PYTES | 2025-01-08
2024-05-17 | HBS12077 | Shanghai PYTES Energy Co Ltd E-BOX 48100R (x4) w/ Shenzhen Growatt New Energy Co Ltd MIN 5000TL-XH | 18.4 |  |  | Shanghai PYTES Energy Co Ltd | E-BOX 48100R | 4 | Shenzhen Growatt New Energy Co Ltd | MIN 5000TL-XH | PYTES | 2025-01-08
2024-05-17 | HBS12078 | Shanghai PYTES Energy Co Ltd E-BOX 48100R (x5) w/ Shenzhen Growatt New Energy Co Ltd MIN 5000TL-XH | 23 |  |  | Shanghai PYTES Energy Co Ltd | E-BOX 48100R | 5 | Shenzhen Growatt New Energy Co Ltd | MIN 5000TL-XH | PYTES | 2025-01-08
2024-05-17 | HBS12079 | Shanghai PYTES Energy Co Ltd E-BOX 48100R (x6) w/ Shenzhen Growatt New Energy Co Ltd MIN 5000TL-XH | 27.6 |  |  | Shanghai PYTES Energy Co Ltd | E-BOX 48100R | 6 | Shenzhen Growatt New Energy Co Ltd | MIN 5000TL-XH | PYTES | 2025-01-08
2024-05-17 | HBS12080 | Shanghai PYTES Energy Co Ltd E-BOX 48100R (x7) w/ Shenzhen Growatt New Energy Co Ltd MIN 5000TL-XH | 32.2 |  |  | Shanghai PYTES Energy Co Ltd | E-BOX 48100R | 7 | Shenzhen Growatt New Energy Co Ltd | MIN 5000TL-XH | PYTES | 2025-01-08
2024-05-17 | HBS12081 | Shanghai PYTES Energy Co Ltd E-BOX 48100R (x8) w/ Shenzhen Growatt New Energy Co Ltd MIN 5000TL-XH | 36.8 |  |  | Shanghai PYTES Energy Co Ltd | E-BOX 48100R | 8 | Shenzhen Growatt New Energy Co Ltd | MIN 5000TL-XH | PYTES | 2025-01-08
2024-05-17 | HBS12082 | Shanghai PYTES Energy Co Ltd E-BOX 48100R (x9) w/ Shenzhen Growatt New Energy Co Ltd MIN 5000TL-XH | 41.4 |  |  | Shanghai PYTES Energy Co Ltd | E-BOX 48100R | 9 | Shenzhen Growatt New Energy Co Ltd | MIN 5000TL-XH | PYTES | 2025-01-08
2024-05-17 | HBS12083 | Shanghai PYTES Energy Co Ltd E-BOX 48100R (x10) w/ Shenzhen Growatt New Energy Co Ltd MIN 5000TL-XH | 46 |  |  | Shanghai PYTES Energy Co Ltd | E-BOX 48100R | 10 | Shenzhen Growatt New Energy Co Ltd | MIN 5000TL-XH | PYTES | 2025-01-08
2024-05-17 | HBS12084 | Shanghai PYTES Energy Co Ltd E-BOX 48100R (x11) w/ Shenzhen Growatt New Energy Co Ltd MIN 5000TL-XH | 50.6 |  |  | Shanghai PYTES Energy Co Ltd | E-BOX 48100R | 11 | Shenzhen Growatt New Energy Co Ltd | MIN 5000TL-XH | PYTES | 2025-01-08
2024-05-17 | HBS12085 | Shanghai PYTES Energy Co Ltd E-BOX 48100R (x12) w/ Shenzhen Growatt New Energy Co Ltd MIN 5000TL-XH | 55.2 |  |  | Shanghai PYTES Energy Co Ltd | E-BOX 48100R | 12 | Shenzhen Growatt New Energy Co Ltd | MIN 5000TL-XH | PYTES | 2025-01-08
2024-05-17 | HBS12086 | Shanghai PYTES Energy Co Ltd E-BOX 48100R (x13) w/ Shenzhen Growatt New Energy Co Ltd MIN 5000TL-XH | 59.8 |  |  | Shanghai PYTES Energy Co Ltd | E-BOX 48100R | 13 | Shenzhen Growatt New Energy Co Ltd | MIN 5000TL-XH | PYTES | 2025-01-08
2024-05-17 | HBS12087 | Shanghai PYTES Energy Co Ltd E-BOX 48100R (x14) w/ Shenzhen Growatt New Energy Co Ltd MIN 5000TL-XH | 64.4 |  |  | Shanghai PYTES Energy Co Ltd | E-BOX 48100R | 14 | Shenzhen Growatt New Energy Co Ltd | MIN 5000TL-XH | PYTES | 2025-01-08
2024-05-17 | HBS12088 | Shanghai PYTES Energy Co Ltd E-BOX 48100R (x15) w/ Shenzhen Growatt New Energy Co Ltd MIN 5000TL-XH | 69 |  |  | Shanghai PYTES Energy Co Ltd | E-BOX 48100R | 15 | Shenzhen Growatt New Energy Co Ltd | MIN 5000TL-XH | PYTES | 2025-01-08
2024-05-17 | HBS12089 | Shanghai PYTES Energy Co Ltd E-BOX 48100R (x16) w/ Shenzhen Growatt New Energy Co Ltd MIN 5000TL-XH | 73.6 |  |  | Shanghai PYTES Energy Co Ltd | E-BOX 48100R | 16 | Shenzhen Growatt New Energy Co Ltd | MIN 5000TL-XH | PYTES | 2025-01-08
2024-05-17 | HBS12090 | Shanghai PYTES Energy Co Ltd E-BOX 48100R (x17) w/ Shenzhen Growatt New Energy Co Ltd MIN 5000TL-XH | 78.2 |  |  | Shanghai PYTES Energy Co Ltd | E-BOX 48100R | 17 | Shenzhen Growatt New Energy Co Ltd | MIN 5000TL-XH | PYTES | 2025-01-08
2024-05-17 | HBS12091 | Shanghai PYTES Energy Co Ltd E-BOX 48100R (x18) w/ Shenzhen Growatt New Energy Co Ltd MIN 5000TL-XH | 82.8 |  |  | Shanghai PYTES Energy Co Ltd | E-BOX 48100R | 18 | Shenzhen Growatt New Energy Co Ltd | MIN 5000TL-XH | PYTES | 2025-01-08
2024-05-17 | HBS12092 | Shanghai PYTES Energy Co Ltd E-BOX 48100R (x19) w/ Shenzhen Growatt New Energy Co Ltd MIN 5000TL-XH | 87.4 |  |  | Shanghai PYTES Energy Co Ltd | E-BOX 48100R | 19 | Shenzhen Growatt New Energy Co Ltd | MIN 5000TL-XH | PYTES | 2025-01-08
2024-05-17 | HBS12093 | Shanghai PYTES Energy Co Ltd E-BOX 48100R (x20) w/ Shenzhen Growatt New Energy Co Ltd MIN 5000TL-XH | 92 |  |  | Shanghai PYTES Energy Co Ltd | E-BOX 48100R | 20 | Shenzhen Growatt New Energy Co Ltd | MIN 5000TL-XH | PYTES | 2025-01-08
2024-05-17 | HBS12094 | Shanghai PYTES Energy Co Ltd E-BOX 48100R (x2) w/ Shenzhen Growatt New Energy Co Ltd MIN 6000TL-XH | 9.2 |  |  | Shanghai PYTES Energy Co Ltd | E-BOX 48100R | 2 | Shenzhen Growatt New Energy Co Ltd | MIN 6000TL-XH | PYTES | 2025-01-08
2024-05-17 | HBS12095 | Shanghai PYTES Energy Co Ltd E-BOX 48100R (x3) w/ Shenzhen Growatt New Energy Co Ltd MIN 6000TL-XH | 13.8 |  |  | Shanghai PYTES Energy Co Ltd | E-BOX 48100R | 3 | Shenzhen Growatt New Energy Co Ltd | MIN 6000TL-XH | PYTES | 2025-01-08
2024-05-17 | HBS12096 | Shanghai PYTES Energy Co Ltd E-BOX 48100R (x4) w/ Shenzhen Growatt New Energy Co Ltd MIN 6000TL-XH | 18.4 |  |  | Shanghai PYTES Energy Co Ltd | E-BOX 48100R | 4 | Shenzhen Growatt New Energy Co Ltd | MIN 6000TL-XH | PYTES | 2025-01-08
2024-05-17 | HBS12097 | Shanghai PYTES Energy Co Ltd E-BOX 48100R (x5) w/ Shenzhen Growatt New Energy Co Ltd MIN 6000TL-XH | 23 |  |  | Shanghai PYTES Energy Co Ltd | E-BOX 48100R | 5 | Shenzhen Growatt New Energy Co Ltd | MIN 6000TL-XH | PYTES | 2025-01-08
2024-05-17 | HBS12098 | Shanghai PYTES Energy Co Ltd E-BOX 48100R (x6) w/ Shenzhen Growatt New Energy Co Ltd MIN 6000TL-XH | 27.6 |  |  | Shanghai PYTES Energy Co Ltd | E-BOX 48100R | 6 | Shenzhen Growatt New Energy Co Ltd | MIN 6000TL-XH | PYTES | 2025-01-08
2024-05-17 | HBS12099 | Shanghai PYTES Energy Co Ltd E-BOX 48100R (x7) w/ Shenzhen Growatt New Energy Co Ltd MIN 6000TL-XH | 32.2 |  |  | Shanghai PYTES Energy Co Ltd | E-BOX 48100R | 7 | Shenzhen Growatt New Energy Co Ltd | MIN 6000TL-XH | PYTES | 2025-01-08
2024-05-17 | HBS12100 | Shanghai PYTES Energy Co Ltd E-BOX 48100R (x8) w/ Shenzhen Growatt New Energy Co Ltd MIN 6000TL-XH | 36.8 |  |  | Shanghai PYTES Energy Co Ltd | E-BOX 48100R | 8 | Shenzhen Growatt New Energy Co Ltd | MIN 6000TL-XH | PYTES | 2025-01-08
2024-05-17 | HBS12101 | Shanghai PYTES Energy Co Ltd E-BOX 48100R (x9) w/ Shenzhen Growatt New Energy Co Ltd MIN 6000TL-XH | 41.4 |  |  | Shanghai PYTES Energy Co Ltd | E-BOX 48100R | 9 | Shenzhen Growatt New Energy Co Ltd | MIN 6000TL-XH | PYTES | 2025-01-08
2024-05-17 | HBS12102 | Shanghai PYTES Energy Co Ltd E-BOX 48100R (x10) w/ Shenzhen Growatt New Energy Co Ltd MIN 6000TL-XH | 46 |  |  | Shanghai PYTES Energy Co Ltd | E-BOX 48100R | 10 | Shenzhen Growatt New Energy Co Ltd | MIN 6000TL-XH | PYTES | 2025-01-08
2024-05-17 | HBS12103 | Shanghai PYTES Energy Co Ltd E-BOX 48100R (x11) w/ Shenzhen Growatt New Energy Co Ltd MIN 6000TL-XH | 50.6 |  |  | Shanghai PYTES Energy Co Ltd | E-BOX 48100R | 11 | Shenzhen Growatt New Energy Co Ltd | MIN 6000TL-XH | PYTES | 2025-01-08
2024-05-17 | HBS12104 | Shanghai PYTES Energy Co Ltd E-BOX 48100R (x12) w/ Shenzhen Growatt New Energy Co Ltd MIN 6000TL-XH | 55.2 |  |  | Shanghai PYTES Energy Co Ltd | E-BOX 48100R | 12 | Shenzhen Growatt New Energy Co Ltd | MIN 6000TL-XH | PYTES | 2025-01-08
2024-05-17 | HBS12105 | Shanghai PYTES Energy Co Ltd E-BOX 48100R (x13) w/ Shenzhen Growatt New Energy Co Ltd MIN 6000TL-XH | 59.8 |  |  | Shanghai PYTES Energy Co Ltd | E-BOX 48100R | 13 | Shenzhen Growatt New Energy Co Ltd | MIN 6000TL-XH | PYTES | 2025-01-08
2024-05-17 | HBS12106 | Shanghai PYTES Energy Co Ltd E-BOX 48100R (x14) w/ Shenzhen Growatt New Energy Co Ltd MIN 6000TL-XH | 64.4 |  |  | Shanghai PYTES Energy Co Ltd | E-BOX 48100R | 14 | Shenzhen Growatt New Energy Co Ltd | MIN 6000TL-XH | PYTES | 2025-01-08
2024-05-17 | HBS12107 | Shanghai PYTES Energy Co Ltd E-BOX 48100R (x15) w/ Shenzhen Growatt New Energy Co Ltd MIN 6000TL-XH | 69 |  |  | Shanghai PYTES Energy Co Ltd | E-BOX 48100R | 15 | Shenzhen Growatt New Energy Co Ltd | MIN 6000TL-XH | PYTES | 2025-01-08
2024-05-17 | HBS12108 | Shanghai PYTES Energy Co Ltd E-BOX 48100R (x16) w/ Shenzhen Growatt New Energy Co Ltd MIN 6000TL-XH | 73.6 |  |  | Shanghai PYTES Energy Co Ltd | E-BOX 48100R | 16 | Shenzhen Growatt New Energy Co Ltd | MIN 6000TL-XH | PYTES | 2025-01-08
2024-05-17 | HBS12109 | Shanghai PYTES Energy Co Ltd E-BOX 48100R (x17) w/ Shenzhen Growatt New Energy Co Ltd MIN 6000TL-XH | 78.2 |  |  | Shanghai PYTES Energy Co Ltd | E-BOX 48100R | 17 | Shenzhen Growatt New Energy Co Ltd | MIN 6000TL-XH | PYTES | 2025-01-08
2024-05-17 | HBS12110 | Shanghai PYTES Energy Co Ltd E-BOX 48100R (x18) w/ Shenzhen Growatt New Energy Co Ltd MIN 6000TL-XH | 82.8 |  |  | Shanghai PYTES Energy Co Ltd | E-BOX 48100R | 18 | Shenzhen Growatt New Energy Co Ltd | MIN 6000TL-XH | PYTES | 2025-01-08
2024-05-17 | HBS12111 | Shanghai PYTES Energy Co Ltd E-BOX 48100R (x19) w/ Shenzhen Growatt New Energy Co Ltd MIN 6000TL-XH | 87.4 |  |  | Shanghai PYTES Energy Co Ltd | E-BOX 48100R | 19 | Shenzhen Growatt New Energy Co Ltd | MIN 6000TL-XH | PYTES | 2025-01-08
2024-05-17 | HBS12112 | Shanghai PYTES Energy Co Ltd E-BOX 48100R (x20) w/ Shenzhen Growatt New Energy Co Ltd MIN 6000TL-XH | 92 |  |  | Shanghai PYTES Energy Co Ltd | E-BOX 48100R | 20 | Shenzhen Growatt New Energy Co Ltd | MIN 6000TL-XH | PYTES | 2025-01-08
2024-05-17 | HBS12113 | Shangahi PYTES Energy Co Ltd E-BOX 48100R (x2) w/ NINGBO DEYE INVERTER TECHNOLOGY CO LTD SUN-5K-SG04LP1-AU | 9.2 |  |  | Shangahi PYTES Energy Co Ltd | E-BOX 48100R | 2 | NINGBO DEYE INVERTER TECHNOLOGY CO LTD | SUN-5K-SG04LP1-AU | PYTES | 15/08/2025
2024-05-17 | HBS12114 | Shangahi PYTES Energy Co Ltd E-BOX 48100R (x3) w/ NINGBO DEYE INVERTER TECHNOLOGY CO LTD SUN-5K-SG04LP1-AU | 13.8 |  |  | Shangahi PYTES Energy Co Ltd | E-BOX 48100R | 3 | NINGBO DEYE INVERTER TECHNOLOGY CO LTD | SUN-5K-SG04LP1-AU | PYTES | 15/08/2025
2024-05-17 | HBS12115 | Shangahi PYTES Energy Co Ltd E-BOX 48100R (x4) w/ NINGBO DEYE INVERTER TECHNOLOGY CO LTD SUN-5K-SG04LP1-AU | 18.4 |  |  | Shangahi PYTES Energy Co Ltd | E-BOX 48100R | 4 | NINGBO DEYE INVERTER TECHNOLOGY CO LTD | SUN-5K-SG04LP1-AU | PYTES | 15/08/2025
2024-05-17 | HBS12116 | Shangahi PYTES Energy Co Ltd E-BOX 48100R (x5) w/ NINGBO DEYE INVERTER TECHNOLOGY CO LTD SUN-5K-SG04LP1-AU | 23 |  |  | Shangahi PYTES Energy Co Ltd | E-BOX 48100R | 5 | NINGBO DEYE INVERTER TECHNOLOGY CO LTD | SUN-5K-SG04LP1-AU | PYTES | 15/08/2025
2024-05-17 | HBS12117 | Shangahi PYTES Energy Co Ltd E-BOX 48100R (x6) w/ NINGBO DEYE INVERTER TECHNOLOGY CO LTD SUN-5K-SG04LP1-AU | 27.6 |  |  | Shangahi PYTES Energy Co Ltd | E-BOX 48100R | 6 | NINGBO DEYE INVERTER TECHNOLOGY CO LTD | SUN-5K-SG04LP1-AU | PYTES | 15/08/2025
2024-05-17 | HBS12118 | Shangahi PYTES Energy Co Ltd E-BOX 48100R (x7) w/ NINGBO DEYE INVERTER TECHNOLOGY CO LTD SUN-5K-SG04LP1-AU | 32.2 |  |  | Shangahi PYTES Energy Co Ltd | E-BOX 48100R | 7 | NINGBO DEYE INVERTER TECHNOLOGY CO LTD | SUN-5K-SG04LP1-AU | PYTES | 15/08/2025
2024-05-17 | HBS12119 | Shangahi PYTES Energy Co Ltd E-BOX 48100R (x8) w/ NINGBO DEYE INVERTER TECHNOLOGY CO LTD SUN-5K-SG04LP1-AU | 36.8 |  |  | Shangahi PYTES Energy Co Ltd | E-BOX 48100R | 8 | NINGBO DEYE INVERTER TECHNOLOGY CO LTD | SUN-5K-SG04LP1-AU | PYTES | 15/08/2025
2024-05-17 | HBS12120 | Shangahi PYTES Energy Co Ltd E-BOX 48100R (x9) w/ NINGBO DEYE INVERTER TECHNOLOGY CO LTD SUN-5K-SG04LP1-AU | 41.4 |  |  | Shangahi PYTES Energy Co Ltd | E-BOX 48100R | 9 | NINGBO DEYE INVERTER TECHNOLOGY CO LTD | SUN-5K-SG04LP1-AU | PYTES | 15/08/2025
2024-05-17 | HBS12121 | Shangahi PYTES Energy Co Ltd E-BOX 48100R (x10) w/ NINGBO DEYE INVERTER TECHNOLOGY CO LTD SUN-5K-SG04LP1-AU | 46 |  |  | Shangahi PYTES Energy Co Ltd | E-BOX 48100R | 10 | NINGBO DEYE INVERTER TECHNOLOGY CO LTD | SUN-5K-SG04LP1-AU | PYTES | 15/08/2025
2024-05-17 | HBS12122 | Shangahi PYTES Energy Co Ltd E-BOX 48100R (x11) w/ NINGBO DEYE INVERTER TECHNOLOGY CO LTD SUN-5K-SG04LP1-AU | 50.6 |  |  | Shangahi PYTES Energy Co Ltd | E-BOX 48100R | 11 | NINGBO DEYE INVERTER TECHNOLOGY CO LTD | SUN-5K-SG04LP1-AU | PYTES | 15/08/2025
2024-05-17 | HBS12123 | Shangahi PYTES Energy Co Ltd E-BOX 48100R (x12) w/ NINGBO DEYE INVERTER TECHNOLOGY CO LTD SUN-5K-SG04LP1-AU | 55.2 |  |  | Shangahi PYTES Energy Co Ltd | E-BOX 48100R | 12 | NINGBO DEYE INVERTER TECHNOLOGY CO LTD | SUN-5K-SG04LP1-AU | PYTES | 15/08/2025
2024-05-17 | HBS12124 | Shangahi PYTES Energy Co Ltd E-BOX 48100R (x13) w/ NINGBO DEYE INVERTER TECHNOLOGY CO LTD SUN-5K-SG04LP1-AU | 59.8 |  |  | Shangahi PYTES Energy Co Ltd | E-BOX 48100R | 13 | NINGBO DEYE INVERTER TECHNOLOGY CO LTD | SUN-5K-SG04LP1-AU | PYTES | 15/08/2025
2024-05-17 | HBS12125 | Shangahi PYTES Energy Co Ltd E-BOX 48100R (x14) w/ NINGBO DEYE INVERTER TECHNOLOGY CO LTD SUN-5K-SG04LP1-AU | 64.4 |  |  | Shangahi PYTES Energy Co Ltd | E-BOX 48100R | 14 | NINGBO DEYE INVERTER TECHNOLOGY CO LTD | SUN-5K-SG04LP1-AU | PYTES | 15/08/2025
2024-05-17 | HBS12126 | Shangahi PYTES Energy Co Ltd E-BOX 48100R (x15) w/ NINGBO DEYE INVERTER TECHNOLOGY CO LTD SUN-5K-SG04LP1-AU | 69 |  |  | Shangahi PYTES Energy Co Ltd | E-BOX 48100R | 15 | NINGBO DEYE INVERTER TECHNOLOGY CO LTD | SUN-5K-SG04LP1-AU | PYTES | 15/08/2025
2024-05-17 | HBS12127 | Shangahi PYTES Energy Co Ltd E-BOX 48100R (x16) w/ NINGBO DEYE INVERTER TECHNOLOGY CO LTD SUN-5K-SG04LP1-AU | 73.6 |  |  | Shangahi PYTES Energy Co Ltd | E-BOX 48100R | 16 | NINGBO DEYE INVERTER TECHNOLOGY CO LTD | SUN-5K-SG04LP1-AU | PYTES | 15/08/2025
2024-05-17 | HBS12128 | Shangahi PYTES Energy Co Ltd E-BOX 48100R (x17) w/ NINGBO DEYE INVERTER TECHNOLOGY CO LTD SUN-5K-SG04LP1-AU | 78.2 |  |  | Shangahi PYTES Energy Co Ltd | E-BOX 48100R | 17 | NINGBO DEYE INVERTER TECHNOLOGY CO LTD | SUN-5K-SG04LP1-AU | PYTES | 15/08/2025
2024-05-17 | HBS12129 | Shangahi PYTES Energy Co Ltd E-BOX 48100R (x18) w/ NINGBO DEYE INVERTER TECHNOLOGY CO LTD SUN-5K-SG04LP1-AU | 82.8 |  |  | Shangahi PYTES Energy Co Ltd | E-BOX 48100R | 18 | NINGBO DEYE INVERTER TECHNOLOGY CO LTD | SUN-5K-SG04LP1-AU | PYTES | 15/08/2025
2024-05-17 | HBS12130 | Shangahi PYTES Energy Co Ltd E-BOX 48100R (x19) w/ NINGBO DEYE INVERTER TECHNOLOGY CO LTD SUN-5K-SG04LP1-AU | 87.4 |  |  | Shangahi PYTES Energy Co Ltd | E-BOX 48100R | 19 | NINGBO DEYE INVERTER TECHNOLOGY CO LTD | SUN-5K-SG04LP1-AU | PYTES | 15/08/2025
2024-05-17 | HBS12131 | Shangahi PYTES Energy Co Ltd E-BOX 48100R (x20) w/ NINGBO DEYE INVERTER TECHNOLOGY CO LTD SUN-5K-SG04LP1-AU | 92 |  |  | Shangahi PYTES Energy Co Ltd | E-BOX 48100R | 20 | NINGBO DEYE INVERTER TECHNOLOGY CO LTD | SUN-5K-SG04LP1-AU | PYTES | 15/08/2025
2024-05-17 | HBS12132 | Shangahi PYTES Energy Co Ltd E-BOX 48100R (x2) w/ NINGBO DEYE INVERTER TECHNOLOGY CO LTD SUN-6K-SG04LP1-AU | 9.2 |  |  | Shangahi PYTES Energy Co Ltd | E-BOX 48100R | 2 | NINGBO DEYE INVERTER TECHNOLOGY CO LTD | SUN-6K-SG04LP1-AU | PYTES | 15/08/2025
2024-05-17 | HBS12133 | Shangahi PYTES Energy Co Ltd E-BOX 48100R (x3) w/ NINGBO DEYE INVERTER TECHNOLOGY CO LTD SUN-6K-SG04LP1-AU | 13.8 |  |  | Shangahi PYTES Energy Co Ltd | E-BOX 48100R | 3 | NINGBO DEYE INVERTER TECHNOLOGY CO LTD | SUN-6K-SG04LP1-AU | PYTES | 15/08/2025
2024-05-17 | HBS12134 | Shangahi PYTES Energy Co Ltd E-BOX 48100R (x4) w/ NINGBO DEYE INVERTER TECHNOLOGY CO LTD SUN-6K-SG04LP1-AU | 18.4 |  |  | Shangahi PYTES Energy Co Ltd | E-BOX 48100R | 4 | NINGBO DEYE INVERTER TECHNOLOGY CO LTD | SUN-6K-SG04LP1-AU | PYTES | 15/08/2025
2024-05-17 | HBS12135 | Shangahi PYTES Energy Co Ltd E-BOX 48100R (x5) w/ NINGBO DEYE INVERTER TECHNOLOGY CO LTD SUN-6K-SG04LP1-AU | 23 |  |  | Shangahi PYTES Energy Co Ltd | E-BOX 48100R | 5 | NINGBO DEYE INVERTER TECHNOLOGY CO LTD | SUN-6K-SG04LP1-AU | PYTES | 15/08/2025
2024-05-17 | HBS12136 | Shangahi PYTES Energy Co Ltd E-BOX 48100R (x6) w/ NINGBO DEYE INVERTER TECHNOLOGY CO LTD SUN-6K-SG04LP1-AU | 27.6 |  |  | Shangahi PYTES Energy Co Ltd | E-BOX 48100R | 6 | NINGBO DEYE INVERTER TECHNOLOGY CO LTD | SUN-6K-SG04LP1-AU | PYTES | 15/08/2025
2024-05-17 | HBS12137 | Shangahi PYTES Energy Co Ltd E-BOX 48100R (x7) w/ NINGBO DEYE INVERTER TECHNOLOGY CO LTD SUN-6K-SG04LP1-AU | 32.2 |  |  | Shangahi PYTES Energy Co Ltd | E-BOX 48100R | 7 | NINGBO DEYE INVERTER TECHNOLOGY CO LTD | SUN-6K-SG04LP1-AU | PYTES | 15/08/2025
2024-05-17 | HBS12138 | Shangahi PYTES Energy Co Ltd E-BOX 48100R (x8) w/ NINGBO DEYE INVERTER TECHNOLOGY CO LTD SUN-6K-SG04LP1-AU | 36.8 |  |  | Shangahi PYTES Energy Co Ltd | E-BOX 48100R | 8 | NINGBO DEYE INVERTER TECHNOLOGY CO LTD | SUN-6K-SG04LP1-AU | PYTES | 15/08/2025
2024-05-17 | HBS12139 | Shangahi PYTES Energy Co Ltd E-BOX 48100R (x9) w/ NINGBO DEYE INVERTER TECHNOLOGY CO LTD SUN-6K-SG04LP1-AU | 41.4 |  |  | Shangahi PYTES Energy Co Ltd | E-BOX 48100R | 9 | NINGBO DEYE INVERTER TECHNOLOGY CO LTD | SUN-6K-SG04LP1-AU | PYTES | 15/08/2025
2024-05-17 | HBS12140 | Shangahi PYTES Energy Co Ltd E-BOX 48100R (x10) w/ NINGBO DEYE INVERTER TECHNOLOGY CO LTD SUN-6K-SG04LP1-AU | 46 |  |  | Shangahi PYTES Energy Co Ltd | E-BOX 48100R | 10 | NINGBO DEYE INVERTER TECHNOLOGY CO LTD | SUN-6K-SG04LP1-AU | PYTES | 15/08/2025
2024-05-17 | HBS12141 | Shangahi PYTES Energy Co Ltd E-BOX 48100R (x11) w/ NINGBO DEYE INVERTER TECHNOLOGY CO LTD SUN-6K-SG04LP1-AU | 50.6 |  |  | Shangahi PYTES Energy Co Ltd | E-BOX 48100R | 11 | NINGBO DEYE INVERTER TECHNOLOGY CO LTD | SUN-6K-SG04LP1-AU | PYTES | 15/08/2025
2024-05-17 | HBS12142 | Shangahi PYTES Energy Co Ltd E-BOX 48100R (x12) w/ NINGBO DEYE INVERTER TECHNOLOGY CO LTD SUN-6K-SG04LP1-AU | 55.2 |  |  | Shangahi PYTES Energy Co Ltd | E-BOX 48100R | 12 | NINGBO DEYE INVERTER TECHNOLOGY CO LTD | SUN-6K-SG04LP1-AU | PYTES | 15/08/2025
2024-05-17 | HBS12143 | Shangahi PYTES Energy Co Ltd E-BOX 48100R (x13) w/ NINGBO DEYE INVERTER TECHNOLOGY CO LTD SUN-6K-SG04LP1-AU | 59.8 |  |  | Shangahi PYTES Energy Co Ltd | E-BOX 48100R | 13 | NINGBO DEYE INVERTER TECHNOLOGY CO LTD | SUN-6K-SG04LP1-AU | PYTES | 15/08/2025
2024-05-17 | HBS12144 | Shangahi PYTES Energy Co Ltd E-BOX 48100R (x14) w/ NINGBO DEYE INVERTER TECHNOLOGY CO LTD SUN-6K-SG04LP1-AU | 64.4 |  |  | Shangahi PYTES Energy Co Ltd | E-BOX 48100R | 14 | NINGBO DEYE INVERTER TECHNOLOGY CO LTD | SUN-6K-SG04LP1-AU | PYTES | 15/08/2025
2024-05-17 | HBS12145 | Shangahi PYTES Energy Co Ltd E-BOX 48100R (x15) w/ NINGBO DEYE INVERTER TECHNOLOGY CO LTD SUN-6K-SG04LP1-AU | 69 |  |  | Shangahi PYTES Energy Co Ltd | E-BOX 48100R | 15 | NINGBO DEYE INVERTER TECHNOLOGY CO LTD | SUN-6K-SG04LP1-AU | PYTES | 15/08/2025
2024-05-17 | HBS12146 | Shangahi PYTES Energy Co Ltd E-BOX 48100R (x16) w/ NINGBO DEYE INVERTER TECHNOLOGY CO LTD SUN-6K-SG04LP1-AU | 73.6 |  |  | Shangahi PYTES Energy Co Ltd | E-BOX 48100R | 16 | NINGBO DEYE INVERTER TECHNOLOGY CO LTD | SUN-6K-SG04LP1-AU | PYTES | 15/08/2025
2024-05-17 | HBS12147 | Shangahi PYTES Energy Co Ltd E-BOX 48100R (x17) w/ NINGBO DEYE INVERTER TECHNOLOGY CO LTD SUN-6K-SG04LP1-AU | 78.2 |  |  | Shangahi PYTES Energy Co Ltd | E-BOX 48100R | 17 | NINGBO DEYE INVERTER TECHNOLOGY CO LTD | SUN-6K-SG04LP1-AU | PYTES | 15/08/2025
2024-05-17 | HBS12148 | Shangahi PYTES Energy Co Ltd E-BOX 48100R (x18) w/ NINGBO DEYE INVERTER TECHNOLOGY CO LTD SUN-6K-SG04LP1-AU | 82.8 |  |  | Shangahi PYTES Energy Co Ltd | E-BOX 48100R | 18 | NINGBO DEYE INVERTER TECHNOLOGY CO LTD | SUN-6K-SG04LP1-AU | PYTES | 15/08/2025
2024-05-17 | HBS12149 | Shangahi PYTES Energy Co Ltd E-BOX 48100R (x19) w/ NINGBO DEYE INVERTER TECHNOLOGY CO LTD SUN-6K-SG04LP1-AU | 87.4 |  |  | Shangahi PYTES Energy Co Ltd | E-BOX 48100R | 19 | NINGBO DEYE INVERTER TECHNOLOGY CO LTD | SUN-6K-SG04LP1-AU | PYTES | 15/08/2025
2024-05-17 | HBS12150 | Shangahi PYTES Energy Co Ltd E-BOX 48100R (x20) w/ NINGBO DEYE INVERTER TECHNOLOGY CO LTD SUN-6K-SG04LP1-AU | 92 |  |  | Shangahi PYTES Energy Co Ltd | E-BOX 48100R | 20 | NINGBO DEYE INVERTER TECHNOLOGY CO LTD | SUN-6K-SG04LP1-AU | PYTES | 15/08/2025
2024-05-17 | HBS12151 | Shangahi PYTES Energy Co Ltd E-BOX 48100R (x2) w/ NINGBO DEYE INVERTER TECHNOLOGY CO LTD SUN-5K-SG04LP3-AU | 9.2 |  |  | Shangahi PYTES Energy Co Ltd | E-BOX 48100R | 2 | NINGBO DEYE INVERTER TECHNOLOGY CO LTD | SUN-5K-SG04LP3-AU | PYTES | 20/04/2025
2024-05-17 | HBS12152 | Shangahi PYTES Energy Co Ltd E-BOX 48100R (x3) w/ NINGBO DEYE INVERTER TECHNOLOGY CO LTD SUN-5K-SG04LP3-AU | 13.8 |  |  | Shangahi PYTES Energy Co Ltd | E-BOX 48100R | 3 | NINGBO DEYE INVERTER TECHNOLOGY CO LTD | SUN-5K-SG04LP3-AU | PYTES | 20/04/2025
2024-05-17 | HBS12153 | Shangahi PYTES Energy Co Ltd E-BOX 48100R (x4) w/ NINGBO DEYE INVERTER TECHNOLOGY CO LTD SUN-5K-SG04LP3-AU | 18.4 |  |  | Shangahi PYTES Energy Co Ltd | E-BOX 48100R | 4 | NINGBO DEYE INVERTER TECHNOLOGY CO LTD | SUN-5K-SG04LP3-AU | PYTES | 20/04/2025
2024-05-17 | HBS12154 | Shangahi PYTES Energy Co Ltd E-BOX 48100R (x5) w/ NINGBO DEYE INVERTER TECHNOLOGY CO LTD SUN-5K-SG04LP3-AU | 23 |  |  | Shangahi PYTES Energy Co Ltd | E-BOX 48100R | 5 | NINGBO DEYE INVERTER TECHNOLOGY CO LTD | SUN-5K-SG04LP3-AU | PYTES | 20/04/2025
2024-05-17 | HBS12155 | Shangahi PYTES Energy Co Ltd E-BOX 48100R (x6) w/ NINGBO DEYE INVERTER TECHNOLOGY CO LTD SUN-5K-SG04LP3-AU | 27.6 |  |  | Shangahi PYTES Energy Co Ltd | E-BOX 48100R | 6 | NINGBO DEYE INVERTER TECHNOLOGY CO LTD | SUN-5K-SG04LP3-AU | PYTES | 20/04/2025
2024-05-17 | HBS12156 | Shangahi PYTES Energy Co Ltd E-BOX 48100R (x7) w/ NINGBO DEYE INVERTER TECHNOLOGY CO LTD SUN-5K-SG04LP3-AU | 32.2 |  |  | Shangahi PYTES Energy Co Ltd | E-BOX 48100R | 7 | NINGBO DEYE INVERTER TECHNOLOGY CO LTD | SUN-5K-SG04LP3-AU | PYTES | 20/04/2025
2024-05-17 | HBS12157 | Shangahi PYTES Energy Co Ltd E-BOX 48100R (x8) w/ NINGBO DEYE INVERTER TECHNOLOGY CO LTD SUN-5K-SG04LP3-AU | 36.8 |  |  | Shangahi PYTES Energy Co Ltd | E-BOX 48100R | 8 | NINGBO DEYE INVERTER TECHNOLOGY CO LTD | SUN-5K-SG04LP3-AU | PYTES | 20/04/2025
2024-05-17 | HBS12158 | Shangahi PYTES Energy Co Ltd E-BOX 48100R (x9) w/ NINGBO DEYE INVERTER TECHNOLOGY CO LTD SUN-5K-SG04LP3-AU | 41.4 |  |  | Shangahi PYTES Energy Co Ltd | E-BOX 48100R | 9 | NINGBO DEYE INVERTER TECHNOLOGY CO LTD | SUN-5K-SG04LP3-AU | PYTES | 20/04/2025
2024-05-17 | HBS12159 | Shangahi PYTES Energy Co Ltd E-BOX 48100R (x10) w/ NINGBO DEYE INVERTER TECHNOLOGY CO LTD SUN-5K-SG04LP3-AU | 46 |  |  | Shangahi PYTES Energy Co Ltd | E-BOX 48100R | 10 | NINGBO DEYE INVERTER TECHNOLOGY CO LTD | SUN-5K-SG04LP3-AU | PYTES | 20/04/2025
2024-05-17 | HBS12160 | Shangahi PYTES Energy Co Ltd E-BOX 48100R (x11) w/ NINGBO DEYE INVERTER TECHNOLOGY CO LTD SUN-5K-SG04LP3-AU | 50.6 |  |  | Shangahi PYTES Energy Co Ltd | E-BOX 48100R | 11 | NINGBO DEYE INVERTER TECHNOLOGY CO LTD | SUN-5K-SG04LP3-AU | PYTES | 20/04/2025
2024-05-17 | HBS12161 | Shangahi PYTES Energy Co Ltd E-BOX 48100R (x12) w/ NINGBO DEYE INVERTER TECHNOLOGY CO LTD SUN-5K-SG04LP3-AU | 55.2 |  |  | Shangahi PYTES Energy Co Ltd | E-BOX 48100R | 12 | NINGBO DEYE INVERTER TECHNOLOGY CO LTD | SUN-5K-SG04LP3-AU | PYTES | 20/04/2025
2024-05-17 | HBS12162 | Shangahi PYTES Energy Co Ltd E-BOX 48100R (x13) w/ NINGBO DEYE INVERTER TECHNOLOGY CO LTD SUN-5K-SG04LP3-AU | 59.8 |  |  | Shangahi PYTES Energy Co Ltd | E-BOX 48100R | 13 | NINGBO DEYE INVERTER TECHNOLOGY CO LTD | SUN-5K-SG04LP3-AU | PYTES | 20/04/2025
2024-05-17 | HBS12163 | Shangahi PYTES Energy Co Ltd E-BOX 48100R (x14) w/ NINGBO DEYE INVERTER TECHNOLOGY CO LTD SUN-5K-SG04LP3-AU | 64.4 |  |  | Shangahi PYTES Energy Co Ltd | E-BOX 48100R | 14 | NINGBO DEYE INVERTER TECHNOLOGY CO LTD | SUN-5K-SG04LP3-AU | PYTES | 20/04/2025
2024-05-17 | HBS12164 | Shangahi PYTES Energy Co Ltd E-BOX 48100R (x15) w/ NINGBO DEYE INVERTER TECHNOLOGY CO LTD SUN-5K-SG04LP3-AU | 69 |  |  | Shangahi PYTES Energy Co Ltd | E-BOX 48100R | 15 | NINGBO DEYE INVERTER TECHNOLOGY CO LTD | SUN-5K-SG04LP3-AU | PYTES | 20/04/2025
2024-05-17 | HBS12165 | Shangahi PYTES Energy Co Ltd E-BOX 48100R (x16) w/ NINGBO DEYE INVERTER TECHNOLOGY CO LTD SUN-5K-SG04LP3-AU | 73.6 |  |  | Shangahi PYTES Energy Co Ltd | E-BOX 48100R | 16 | NINGBO DEYE INVERTER TECHNOLOGY CO LTD | SUN-5K-SG04LP3-AU | PYTES | 20/04/2025
2024-05-17 | HBS12166 | Shangahi PYTES Energy Co Ltd E-BOX 48100R (x17) w/ NINGBO DEYE INVERTER TECHNOLOGY CO LTD SUN-5K-SG04LP3-AU | 78.2 |  |  | Shangahi PYTES Energy Co Ltd | E-BOX 48100R | 17 | NINGBO DEYE INVERTER TECHNOLOGY CO LTD | SUN-5K-SG04LP3-AU | PYTES | 20/04/2025
2024-05-17 | HBS12167 | Shangahi PYTES Energy Co Ltd E-BOX 48100R (x18) w/ NINGBO DEYE INVERTER TECHNOLOGY CO LTD SUN-5K-SG04LP3-AU | 82.8 |  |  | Shangahi PYTES Energy Co Ltd | E-BOX 48100R | 18 | NINGBO DEYE INVERTER TECHNOLOGY CO LTD | SUN-5K-SG04LP3-AU | PYTES | 20/04/2025
2024-05-17 | HBS12168 | Shangahi PYTES Energy Co Ltd E-BOX 48100R (x19) w/ NINGBO DEYE INVERTER TECHNOLOGY CO LTD SUN-5K-SG04LP3-AU | 87.4 |  |  | Shangahi PYTES Energy Co Ltd | E-BOX 48100R | 19 | NINGBO DEYE INVERTER TECHNOLOGY CO LTD | SUN-5K-SG04LP3-AU | PYTES | 20/04/2025
2024-05-17 | HBS12169 | Shangahi PYTES Energy Co Ltd E-BOX 48100R (x20) w/ NINGBO DEYE INVERTER TECHNOLOGY CO LTD SUN-5K-SG04LP3-AU | 92 |  |  | Shangahi PYTES Energy Co Ltd | E-BOX 48100R | 20 | NINGBO DEYE INVERTER TECHNOLOGY CO LTD | SUN-5K-SG04LP3-AU | PYTES | 20/04/2025
2024-05-17 | HBS12170 | Shangahi PYTES Energy Co Ltd E-BOX 48100R (x2) w/ NINGBO DEYE INVERTER TECHNOLOGY CO LTD SUN-6K-SG04LP3-AU | 9.2 |  |  | Shangahi PYTES Energy Co Ltd | E-BOX 48100R | 2 | NINGBO DEYE INVERTER TECHNOLOGY CO LTD | SUN-6K-SG04LP3-AU | PYTES | 20/04/2025
2024-05-17 | HBS12171 | Shangahi PYTES Energy Co Ltd E-BOX 48100R (x3) w/ NINGBO DEYE INVERTER TECHNOLOGY CO LTD SUN-6K-SG04LP3-AU | 13.8 |  |  | Shangahi PYTES Energy Co Ltd | E-BOX 48100R | 3 | NINGBO DEYE INVERTER TECHNOLOGY CO LTD | SUN-6K-SG04LP3-AU | PYTES | 20/04/2025
2024-05-17 | HBS12172 | Shangahi PYTES Energy Co Ltd E-BOX 48100R (x4) w/ NINGBO DEYE INVERTER TECHNOLOGY CO LTD SUN-6K-SG04LP3-AU | 18.4 |  |  | Shangahi PYTES Energy Co Ltd | E-BOX 48100R | 4 | NINGBO DEYE INVERTER TECHNOLOGY CO LTD | SUN-6K-SG04LP3-AU | PYTES | 20/04/2025
2024-05-17 | HBS12173 | Shangahi PYTES Energy Co Ltd E-BOX 48100R (x5) w/ NINGBO DEYE INVERTER TECHNOLOGY CO LTD SUN-6K-SG04LP3-AU | 23 |  |  | Shangahi PYTES Energy Co Ltd | E-BOX 48100R | 5 | NINGBO DEYE INVERTER TECHNOLOGY CO LTD | SUN-6K-SG04LP3-AU | PYTES | 20/04/2025
2024-05-17 | HBS12174 | Shangahi PYTES Energy Co Ltd E-BOX 48100R (x6) w/ NINGBO DEYE INVERTER TECHNOLOGY CO LTD SUN-6K-SG04LP3-AU | 27.6 |  |  | Shangahi PYTES Energy Co Ltd | E-BOX 48100R | 6 | NINGBO DEYE INVERTER TECHNOLOGY CO LTD | SUN-6K-SG04LP3-AU | PYTES | 20/04/2025
2024-05-17 | HBS12175 | Shangahi PYTES Energy Co Ltd E-BOX 48100R (x7) w/ NINGBO DEYE INVERTER TECHNOLOGY CO LTD SUN-6K-SG04LP3-AU | 32.2 |  |  | Shangahi PYTES Energy Co Ltd | E-BOX 48100R | 7 | NINGBO DEYE INVERTER TECHNOLOGY CO LTD | SUN-6K-SG04LP3-AU | PYTES | 20/04/2025
2024-05-17 | HBS12176 | Shangahi PYTES Energy Co Ltd E-BOX 48100R (x8) w/ NINGBO DEYE INVERTER TECHNOLOGY CO LTD SUN-6K-SG04LP3-AU | 36.8 |  |  | Shangahi PYTES Energy Co Ltd | E-BOX 48100R | 8 | NINGBO DEYE INVERTER TECHNOLOGY CO LTD | SUN-6K-SG04LP3-AU | PYTES | 20/04/2025
2024-05-17 | HBS12177 | Shangahi PYTES Energy Co Ltd E-BOX 48100R (x9) w/ NINGBO DEYE INVERTER TECHNOLOGY CO LTD SUN-6K-SG04LP3-AU | 41.4 |  |  | Shangahi PYTES Energy Co Ltd | E-BOX 48100R | 9 | NINGBO DEYE INVERTER TECHNOLOGY CO LTD | SUN-6K-SG04LP3-AU | PYTES | 20/04/2025
2024-05-17 | HBS12178 | Shangahi PYTES Energy Co Ltd E-BOX 48100R (x10) w/ NINGBO DEYE INVERTER TECHNOLOGY CO LTD SUN-6K-SG04LP3-AU | 46 |  |  | Shangahi PYTES Energy Co Ltd | E-BOX 48100R | 10 | NINGBO DEYE INVERTER TECHNOLOGY CO LTD | SUN-6K-SG04LP3-AU | PYTES | 20/04/2025
2024-05-17 | HBS12179 | Shangahi PYTES Energy Co Ltd E-BOX 48100R (x11) w/ NINGBO DEYE INVERTER TECHNOLOGY CO LTD SUN-6K-SG04LP3-AU | 50.6 |  |  | Shangahi PYTES Energy Co Ltd | E-BOX 48100R | 11 | NINGBO DEYE INVERTER TECHNOLOGY CO LTD | SUN-6K-SG04LP3-AU | PYTES | 20/04/2025
2024-05-17 | HBS12180 | Shangahi PYTES Energy Co Ltd E-BOX 48100R (x12) w/ NINGBO DEYE INVERTER TECHNOLOGY CO LTD SUN-6K-SG04LP3-AU | 55.2 |  |  | Shangahi PYTES Energy Co Ltd | E-BOX 48100R | 12 | NINGBO DEYE INVERTER TECHNOLOGY CO LTD | SUN-6K-SG04LP3-AU | PYTES | 20/04/2025
2024-05-17 | HBS12181 | Shangahi PYTES Energy Co Ltd E-BOX 48100R (x13) w/ NINGBO DEYE INVERTER TECHNOLOGY CO LTD SUN-6K-SG04LP3-AU | 59.8 |  |  | Shangahi PYTES Energy Co Ltd | E-BOX 48100R | 13 | NINGBO DEYE INVERTER TECHNOLOGY CO LTD | SUN-6K-SG04LP3-AU | PYTES | 20/04/2025
2024-05-17 | HBS12182 | Shangahi PYTES Energy Co Ltd E-BOX 48100R (x14) w/ NINGBO DEYE INVERTER TECHNOLOGY CO LTD SUN-6K-SG04LP3-AU | 64.4 |  |  | Shangahi PYTES Energy Co Ltd | E-BOX 48100R | 14 | NINGBO DEYE INVERTER TECHNOLOGY CO LTD | SUN-6K-SG04LP3-AU | PYTES | 20/04/2025
2024-05-17 | HBS12183 | Shangahi PYTES Energy Co Ltd E-BOX 48100R (x15) w/ NINGBO DEYE INVERTER TECHNOLOGY CO LTD SUN-6K-SG04LP3-AU | 69 |  |  | Shangahi PYTES Energy Co Ltd | E-BOX 48100R | 15 | NINGBO DEYE INVERTER TECHNOLOGY CO LTD | SUN-6K-SG04LP3-AU | PYTES | 20/04/2025
2024-05-17 | HBS12184 | Shangahi PYTES Energy Co Ltd E-BOX 48100R (x16) w/ NINGBO DEYE INVERTER TECHNOLOGY CO LTD SUN-6K-SG04LP3-AU | 73.6 |  |  | Shangahi PYTES Energy Co Ltd | E-BOX 48100R | 16 | NINGBO DEYE INVERTER TECHNOLOGY CO LTD | SUN-6K-SG04LP3-AU | PYTES | 20/04/2025
2024-05-17 | HBS12185 | Shangahi PYTES Energy Co Ltd E-BOX 48100R (x17) w/ NINGBO DEYE INVERTER TECHNOLOGY CO LTD SUN-6K-SG04LP3-AU | 78.2 |  |  | Shangahi PYTES Energy Co Ltd | E-BOX 48100R | 17 | NINGBO DEYE INVERTER TECHNOLOGY CO LTD | SUN-6K-SG04LP3-AU | PYTES | 20/04/2025
2024-05-17 | HBS12186 | Shangahi PYTES Energy Co Ltd E-BOX 48100R (x18) w/ NINGBO DEYE INVERTER TECHNOLOGY CO LTD SUN-6K-SG04LP3-AU | 82.8 |  |  | Shangahi PYTES Energy Co Ltd | E-BOX 48100R | 18 | NINGBO DEYE INVERTER TECHNOLOGY CO LTD | SUN-6K-SG04LP3-AU | PYTES | 20/04/2025
2024-05-17 | HBS12187 | Shangahi PYTES Energy Co Ltd E-BOX 48100R (x19) w/ NINGBO DEYE INVERTER TECHNOLOGY CO LTD SUN-6K-SG04LP3-AU | 87.4 |  |  | Shangahi PYTES Energy Co Ltd | E-BOX 48100R | 19 | NINGBO DEYE INVERTER TECHNOLOGY CO LTD | SUN-6K-SG04LP3-AU | PYTES | 20/04/2025
2024-05-17 | HBS12188 | Shangahi PYTES Energy Co Ltd E-BOX 48100R (x20) w/ NINGBO DEYE INVERTER TECHNOLOGY CO LTD SUN-6K-SG04LP3-AU | 92 |  |  | Shangahi PYTES Energy Co Ltd | E-BOX 48100R | 20 | NINGBO DEYE INVERTER TECHNOLOGY CO LTD | SUN-6K-SG04LP3-AU | PYTES | 20/04/2025
2024-05-17 | HBS12189 | Shangahi PYTES Energy Co Ltd E-BOX 48100R (x2) w/ NINGBO DEYE INVERTER TECHNOLOGY CO LTD SUN-8K-SG04LP3-AU | 9.2 |  |  | Shangahi PYTES Energy Co Ltd | E-BOX 48100R | 2 | NINGBO DEYE INVERTER TECHNOLOGY CO LTD | SUN-8K-SG04LP3-AU | PYTES | 20/04/2025
2024-05-17 | HBS12190 | Shangahi PYTES Energy Co Ltd E-BOX 48100R (x3) w/ NINGBO DEYE INVERTER TECHNOLOGY CO LTD SUN-8K-SG04LP3-AU | 13.8 |  |  | Shangahi PYTES Energy Co Ltd | E-BOX 48100R | 3 | NINGBO DEYE INVERTER TECHNOLOGY CO LTD | SUN-8K-SG04LP3-AU | PYTES | 20/04/2025
2024-05-17 | HBS12191 | Shangahi PYTES Energy Co Ltd E-BOX 48100R (x4) w/ NINGBO DEYE INVERTER TECHNOLOGY CO LTD SUN-8K-SG04LP3-AU | 18.4 |  |  | Shangahi PYTES Energy Co Ltd | E-BOX 48100R | 4 | NINGBO DEYE INVERTER TECHNOLOGY CO LTD | SUN-8K-SG04LP3-AU | PYTES | 20/04/2025
2024-05-17 | HBS12192 | Shangahi PYTES Energy Co Ltd E-BOX 48100R (x5) w/ NINGBO DEYE INVERTER TECHNOLOGY CO LTD SUN-8K-SG04LP3-AU | 23 |  |  | Shangahi PYTES Energy Co Ltd | E-BOX 48100R | 5 | NINGBO DEYE INVERTER TECHNOLOGY CO LTD | SUN-8K-SG04LP3-AU | PYTES | 20/04/2025
2024-05-17 | HBS12193 | Shangahi PYTES Energy Co Ltd E-BOX 48100R (x6) w/ NINGBO DEYE INVERTER TECHNOLOGY CO LTD SUN-8K-SG04LP3-AU | 27.6 |  |  | Shangahi PYTES Energy Co Ltd | E-BOX 48100R | 6 | NINGBO DEYE INVERTER TECHNOLOGY CO LTD | SUN-8K-SG04LP3-AU | PYTES | 20/04/2025
2024-05-17 | HBS12194 | Shangahi PYTES Energy Co Ltd E-BOX 48100R (x7) w/ NINGBO DEYE INVERTER TECHNOLOGY CO LTD SUN-8K-SG04LP3-AU | 32.2 |  |  | Shangahi PYTES Energy Co Ltd | E-BOX 48100R | 7 | NINGBO DEYE INVERTER TECHNOLOGY CO LTD | SUN-8K-SG04LP3-AU | PYTES | 20/04/2025
2024-05-17 | HBS12195 | Shangahi PYTES Energy Co Ltd E-BOX 48100R (x8) w/ NINGBO DEYE INVERTER TECHNOLOGY CO LTD SUN-8K-SG04LP3-AU | 36.8 |  |  | Shangahi PYTES Energy Co Ltd | E-BOX 48100R | 8 | NINGBO DEYE INVERTER TECHNOLOGY CO LTD | SUN-8K-SG04LP3-AU | PYTES | 20/04/2025
2024-05-17 | HBS12196 | Shangahi PYTES Energy Co Ltd E-BOX 48100R (x9) w/ NINGBO DEYE INVERTER TECHNOLOGY CO LTD SUN-8K-SG04LP3-AU | 41.4 |  |  | Shangahi PYTES Energy Co Ltd | E-BOX 48100R | 9 | NINGBO DEYE INVERTER TECHNOLOGY CO LTD | SUN-8K-SG04LP3-AU | PYTES | 20/04/2025
2024-05-17 | HBS12197 | Shangahi PYTES Energy Co Ltd E-BOX 48100R (x10) w/ NINGBO DEYE INVERTER TECHNOLOGY CO LTD SUN-8K-SG04LP3-AU | 46 |  |  | Shangahi PYTES Energy Co Ltd | E-BOX 48100R | 10 | NINGBO DEYE INVERTER TECHNOLOGY CO LTD | SUN-8K-SG04LP3-AU | PYTES | 20/04/2025
2024-05-17 | HBS12198 | Shangahi PYTES Energy Co Ltd E-BOX 48100R (x11) w/ NINGBO DEYE INVERTER TECHNOLOGY CO LTD SUN-8K-SG04LP3-AU | 50.6 |  |  | Shangahi PYTES Energy Co Ltd | E-BOX 48100R | 11 | NINGBO DEYE INVERTER TECHNOLOGY CO LTD | SUN-8K-SG04LP3-AU | PYTES | 20/04/2025
2024-05-17 | HBS12199 | Shangahi PYTES Energy Co Ltd E-BOX 48100R (x12) w/ NINGBO DEYE INVERTER TECHNOLOGY CO LTD SUN-8K-SG04LP3-AU | 55.2 |  |  | Shangahi PYTES Energy Co Ltd | E-BOX 48100R | 12 | NINGBO DEYE INVERTER TECHNOLOGY CO LTD | SUN-8K-SG04LP3-AU | PYTES | 20/04/2025
2024-05-17 | HBS12200 | Shangahi PYTES Energy Co Ltd E-BOX 48100R (x13) w/ NINGBO DEYE INVERTER TECHNOLOGY CO LTD SUN-8K-SG04LP3-AU | 59.8 |  |  | Shangahi PYTES Energy Co Ltd | E-BOX 48100R | 13 | NINGBO DEYE INVERTER TECHNOLOGY CO LTD | SUN-8K-SG04LP3-AU | PYTES | 20/04/2025
2024-05-17 | HBS12201 | Shangahi PYTES Energy Co Ltd E-BOX 48100R (x14) w/ NINGBO DEYE INVERTER TECHNOLOGY CO LTD SUN-8K-SG04LP3-AU | 64.4 |  |  | Shangahi PYTES Energy Co Ltd | E-BOX 48100R | 14 | NINGBO DEYE INVERTER TECHNOLOGY CO LTD | SUN-8K-SG04LP3-AU | PYTES | 20/04/2025
2024-05-17 | HBS12202 | Shangahi PYTES Energy Co Ltd E-BOX 48100R (x15) w/ NINGBO DEYE INVERTER TECHNOLOGY CO LTD SUN-8K-SG04LP3-AU | 69 |  |  | Shangahi PYTES Energy Co Ltd | E-BOX 48100R | 15 | NINGBO DEYE INVERTER TECHNOLOGY CO LTD | SUN-8K-SG04LP3-AU | PYTES | 20/04/2025
2024-05-17 | HBS12203 | Shangahi PYTES Energy Co Ltd E-BOX 48100R (x16) w/ NINGBO DEYE INVERTER TECHNOLOGY CO LTD SUN-8K-SG04LP3-AU | 73.6 |  |  | Shangahi PYTES Energy Co Ltd | E-BOX 48100R | 16 | NINGBO DEYE INVERTER TECHNOLOGY CO LTD | SUN-8K-SG04LP3-AU | PYTES | 20/04/2025
2024-05-17 | HBS12204 | Shangahi PYTES Energy Co Ltd E-BOX 48100R (x17) w/ NINGBO DEYE INVERTER TECHNOLOGY CO LTD SUN-8K-SG04LP3-AU | 78.2 |  |  | Shangahi PYTES Energy Co Ltd | E-BOX 48100R | 17 | NINGBO DEYE INVERTER TECHNOLOGY CO LTD | SUN-8K-SG04LP3-AU | PYTES | 20/04/2025
2024-05-17 | HBS12205 | Shangahi PYTES Energy Co Ltd E-BOX 48100R (x18) w/ NINGBO DEYE INVERTER TECHNOLOGY CO LTD SUN-8K-SG04LP3-AU | 82.8 |  |  | Shangahi PYTES Energy Co Ltd | E-BOX 48100R | 18 | NINGBO DEYE INVERTER TECHNOLOGY CO LTD | SUN-8K-SG04LP3-AU | PYTES | 20/04/2025
2024-05-17 | HBS12206 | Shangahi PYTES Energy Co Ltd E-BOX 48100R (x19) w/ NINGBO DEYE INVERTER TECHNOLOGY CO LTD SUN-8K-SG04LP3-AU | 87.4 |  |  | Shangahi PYTES Energy Co Ltd | E-BOX 48100R | 19 | NINGBO DEYE INVERTER TECHNOLOGY CO LTD | SUN-8K-SG04LP3-AU | PYTES | 20/04/2025
2024-05-17 | HBS12207 | Shangahi PYTES Energy Co Ltd E-BOX 48100R (x20) w/ NINGBO DEYE INVERTER TECHNOLOGY CO LTD SUN-8K-SG04LP3-AU | 92 |  |  | Shangahi PYTES Energy Co Ltd | E-BOX 48100R | 20 | NINGBO DEYE INVERTER TECHNOLOGY CO LTD | SUN-8K-SG04LP3-AU | PYTES | 20/04/2025
2024-05-17 | HBS12208 | Shangahi PYTES Energy Co Ltd E-BOX 48100R (x2) w/ NINGBO DEYE INVERTER TECHNOLOGY CO LTD SUN-10K-SG04LP3-AU | 9.2 |  |  | Shangahi PYTES Energy Co Ltd | E-BOX 48100R | 2 | NINGBO DEYE INVERTER TECHNOLOGY CO LTD | SUN-10K-SG04LP3-AU | PYTES | 20/04/2025
2024-05-17 | HBS12209 | Shangahi PYTES Energy Co Ltd E-BOX 48100R (x3) w/ NINGBO DEYE INVERTER TECHNOLOGY CO LTD SUN-10K-SG04LP3-AU | 13.8 |  |  | Shangahi PYTES Energy Co Ltd | E-BOX 48100R | 3 | NINGBO DEYE INVERTER TECHNOLOGY CO LTD | SUN-10K-SG04LP3-AU | PYTES | 20/04/2025
2024-05-17 | HBS12210 | Shangahi PYTES Energy Co Ltd E-BOX 48100R (x4) w/ NINGBO DEYE INVERTER TECHNOLOGY CO LTD SUN-10K-SG04LP3-AU | 18.4 |  |  | Shangahi PYTES Energy Co Ltd | E-BOX 48100R | 4 | NINGBO DEYE INVERTER TECHNOLOGY CO LTD | SUN-10K-SG04LP3-AU | PYTES | 20/04/2025
2024-05-17 | HBS12211 | Shangahi PYTES Energy Co Ltd E-BOX 48100R (x5) w/ NINGBO DEYE INVERTER TECHNOLOGY CO LTD SUN-10K-SG04LP3-AU | 23 |  |  | Shangahi PYTES Energy Co Ltd | E-BOX 48100R | 5 | NINGBO DEYE INVERTER TECHNOLOGY CO LTD | SUN-10K-SG04LP3-AU | PYTES | 20/04/2025
2024-05-17 | HBS12212 | Shangahi PYTES Energy Co Ltd E-BOX 48100R (x6) w/ NINGBO DEYE INVERTER TECHNOLOGY CO LTD SUN-10K-SG04LP3-AU | 27.6 |  |  | Shangahi PYTES Energy Co Ltd | E-BOX 48100R | 6 | NINGBO DEYE INVERTER TECHNOLOGY CO LTD | SUN-10K-SG04LP3-AU | PYTES | 20/04/2025
2024-05-17 | HBS12213 | Shangahi PYTES Energy Co Ltd E-BOX 48100R (x7) w/ NINGBO DEYE INVERTER TECHNOLOGY CO LTD SUN-10K-SG04LP3-AU | 32.2 |  |  | Shangahi PYTES Energy Co Ltd | E-BOX 48100R | 7 | NINGBO DEYE INVERTER TECHNOLOGY CO LTD | SUN-10K-SG04LP3-AU | PYTES | 20/04/2025
2024-05-17 | HBS12214 | Shangahi PYTES Energy Co Ltd E-BOX 48100R (x8) w/ NINGBO DEYE INVERTER TECHNOLOGY CO LTD SUN-10K-SG04LP3-AU | 36.8 |  |  | Shangahi PYTES Energy Co Ltd | E-BOX 48100R | 8 | NINGBO DEYE INVERTER TECHNOLOGY CO LTD | SUN-10K-SG04LP3-AU | PYTES | 20/04/2025
2024-05-17 | HBS12215 | Shangahi PYTES Energy Co Ltd E-BOX 48100R (x9) w/ NINGBO DEYE INVERTER TECHNOLOGY CO LTD SUN-10K-SG04LP3-AU | 41.4 |  |  | Shangahi PYTES Energy Co Ltd | E-BOX 48100R | 9 | NINGBO DEYE INVERTER TECHNOLOGY CO LTD | SUN-10K-SG04LP3-AU | PYTES | 20/04/2025
2024-05-17 | HBS12216 | Shangahi PYTES Energy Co Ltd E-BOX 48100R (x10) w/ NINGBO DEYE INVERTER TECHNOLOGY CO LTD SUN-10K-SG04LP3-AU | 46 |  |  | Shangahi PYTES Energy Co Ltd | E-BOX 48100R | 10 | NINGBO DEYE INVERTER TECHNOLOGY CO LTD | SUN-10K-SG04LP3-AU | PYTES | 20/04/2025
2024-05-17 | HBS12217 | Shangahi PYTES Energy Co Ltd E-BOX 48100R (x11) w/ NINGBO DEYE INVERTER TECHNOLOGY CO LTD SUN-10K-SG04LP3-AU | 50.6 |  |  | Shangahi PYTES Energy Co Ltd | E-BOX 48100R | 11 | NINGBO DEYE INVERTER TECHNOLOGY CO LTD | SUN-10K-SG04LP3-AU | PYTES | 20/04/2025
2024-05-17 | HBS12218 | Shangahi PYTES Energy Co Ltd E-BOX 48100R (x12) w/ NINGBO DEYE INVERTER TECHNOLOGY CO LTD SUN-10K-SG04LP3-AU | 55.2 |  |  | Shangahi PYTES Energy Co Ltd | E-BOX 48100R | 12 | NINGBO DEYE INVERTER TECHNOLOGY CO LTD | SUN-10K-SG04LP3-AU | PYTES | 20/04/2025
2024-05-17 | HBS12219 | Shangahi PYTES Energy Co Ltd E-BOX 48100R (x13) w/ NINGBO DEYE INVERTER TECHNOLOGY CO LTD SUN-10K-SG04LP3-AU | 59.8 |  |  | Shangahi PYTES Energy Co Ltd | E-BOX 48100R | 13 | NINGBO DEYE INVERTER TECHNOLOGY CO LTD | SUN-10K-SG04LP3-AU | PYTES | 20/04/2025
2024-05-17 | HBS12220 | Shangahi PYTES Energy Co Ltd E-BOX 48100R (x14) w/ NINGBO DEYE INVERTER TECHNOLOGY CO LTD SUN-10K-SG04LP3-AU | 64.4 |  |  | Shangahi PYTES Energy Co Ltd | E-BOX 48100R | 14 | NINGBO DEYE INVERTER TECHNOLOGY CO LTD | SUN-10K-SG04LP3-AU | PYTES | 20/04/2025
2024-05-17 | HBS12221 | Shangahi PYTES Energy Co Ltd E-BOX 48100R (x15) w/ NINGBO DEYE INVERTER TECHNOLOGY CO LTD SUN-10K-SG04LP3-AU | 69 |  |  | Shangahi PYTES Energy Co Ltd | E-BOX 48100R | 15 | NINGBO DEYE INVERTER TECHNOLOGY CO LTD | SUN-10K-SG04LP3-AU | PYTES | 20/04/2025
2024-05-17 | HBS12222 | Shangahi PYTES Energy Co Ltd E-BOX 48100R (x16) w/ NINGBO DEYE INVERTER TECHNOLOGY CO LTD SUN-10K-SG04LP3-AU | 73.6 |  |  | Shangahi PYTES Energy Co Ltd | E-BOX 48100R | 16 | NINGBO DEYE INVERTER TECHNOLOGY CO LTD | SUN-10K-SG04LP3-AU | PYTES | 20/04/2025
2024-05-17 | HBS12223 | Shangahi PYTES Energy Co Ltd E-BOX 48100R (x17) w/ NINGBO DEYE INVERTER TECHNOLOGY CO LTD SUN-10K-SG04LP3-AU | 78.2 |  |  | Shangahi PYTES Energy Co Ltd | E-BOX 48100R | 17 | NINGBO DEYE INVERTER TECHNOLOGY CO LTD | SUN-10K-SG04LP3-AU | PYTES | 20/04/2025
2024-05-17 | HBS12224 | Shangahi PYTES Energy Co Ltd E-BOX 48100R (x18) w/ NINGBO DEYE INVERTER TECHNOLOGY CO LTD SUN-10K-SG04LP3-AU | 82.8 |  |  | Shangahi PYTES Energy Co Ltd | E-BOX 48100R | 18 | NINGBO DEYE INVERTER TECHNOLOGY CO LTD | SUN-10K-SG04LP3-AU | PYTES | 20/04/2025
2024-05-17 | HBS12225 | Shangahi PYTES Energy Co Ltd E-BOX 48100R (x19) w/ NINGBO DEYE INVERTER TECHNOLOGY CO LTD SUN-10K-SG04LP3-AU | 87.4 |  |  | Shangahi PYTES Energy Co Ltd | E-BOX 48100R | 19 | NINGBO DEYE INVERTER TECHNOLOGY CO LTD | SUN-10K-SG04LP3-AU | PYTES | 20/04/2025
2024-05-17 | HBS12226 | Shangahi PYTES Energy Co Ltd E-BOX 48100R (x20) w/ NINGBO DEYE INVERTER TECHNOLOGY CO LTD SUN-10K-SG04LP3-AU | 92 |  |  | Shangahi PYTES Energy Co Ltd | E-BOX 48100R | 20 | NINGBO DEYE INVERTER TECHNOLOGY CO LTD | SUN-10K-SG04LP3-AU | PYTES | 20/04/2025
2024-05-17 | HBS12227 | Shangahi PYTES Energy Co Ltd E-BOX 48100R (x2) w/ NINGBO DEYE INVERTER TECHNOLOGY CO LTD SUN-12K-SG04LP3-AU | 9.2 |  |  | Shangahi PYTES Energy Co Ltd | E-BOX 48100R | 2 | NINGBO DEYE INVERTER TECHNOLOGY CO LTD | SUN-12K-SG04LP3-AU | PYTES | 20/04/2025
2024-05-17 | HBS12228 | Shangahi PYTES Energy Co Ltd E-BOX 48100R (x3) w/ NINGBO DEYE INVERTER TECHNOLOGY CO LTD SUN-12K-SG04LP3-AU | 13.8 |  |  | Shangahi PYTES Energy Co Ltd | E-BOX 48100R | 3 | NINGBO DEYE INVERTER TECHNOLOGY CO LTD | SUN-12K-SG04LP3-AU | PYTES | 20/04/2025
2024-05-17 | HBS12229 | Shangahi PYTES Energy Co Ltd E-BOX 48100R (x4) w/ NINGBO DEYE INVERTER TECHNOLOGY CO LTD SUN-12K-SG04LP3-AU | 18.4 |  |  | Shangahi PYTES Energy Co Ltd | E-BOX 48100R | 4 | NINGBO DEYE INVERTER TECHNOLOGY CO LTD | SUN-12K-SG04LP3-AU | PYTES | 20/04/2025
2024-05-17 | HBS12230 | Shangahi PYTES Energy Co Ltd E-BOX 48100R (x5) w/ NINGBO DEYE INVERTER TECHNOLOGY CO LTD SUN-12K-SG04LP3-AU | 23 |  |  | Shangahi PYTES Energy Co Ltd | E-BOX 48100R | 5 | NINGBO DEYE INVERTER TECHNOLOGY CO LTD | SUN-12K-SG04LP3-AU | PYTES | 20/04/2025
2024-05-17 | HBS12231 | Shangahi PYTES Energy Co Ltd E-BOX 48100R (x6) w/ NINGBO DEYE INVERTER TECHNOLOGY CO LTD SUN-12K-SG04LP3-AU | 27.6 |  |  | Shangahi PYTES Energy Co Ltd | E-BOX 48100R | 6 | NINGBO DEYE INVERTER TECHNOLOGY CO LTD | SUN-12K-SG04LP3-AU | PYTES | 20/04/2025
2024-05-17 | HBS12232 | Shangahi PYTES Energy Co Ltd E-BOX 48100R (x7) w/ NINGBO DEYE INVERTER TECHNOLOGY CO LTD SUN-12K-SG04LP3-AU | 32.2 |  |  | Shangahi PYTES Energy Co Ltd | E-BOX 48100R | 7 | NINGBO DEYE INVERTER TECHNOLOGY CO LTD | SUN-12K-SG04LP3-AU | PYTES | 20/04/2025
2024-05-17 | HBS12233 | Shangahi PYTES Energy Co Ltd E-BOX 48100R (x8) w/ NINGBO DEYE INVERTER TECHNOLOGY CO LTD SUN-12K-SG04LP3-AU | 36.8 |  |  | Shangahi PYTES Energy Co Ltd | E-BOX 48100R | 8 | NINGBO DEYE INVERTER TECHNOLOGY CO LTD | SUN-12K-SG04LP3-AU | PYTES | 20/04/2025
2024-05-17 | HBS12234 | Shangahi PYTES Energy Co Ltd E-BOX 48100R (x9) w/ NINGBO DEYE INVERTER TECHNOLOGY CO LTD SUN-12K-SG04LP3-AU | 41.4 |  |  | Shangahi PYTES Energy Co Ltd | E-BOX 48100R | 9 | NINGBO DEYE INVERTER TECHNOLOGY CO LTD | SUN-12K-SG04LP3-AU | PYTES | 20/04/2025
2024-05-17 | HBS12235 | Shangahi PYTES Energy Co Ltd E-BOX 48100R (x10) w/ NINGBO DEYE INVERTER TECHNOLOGY CO LTD SUN-12K-SG04LP3-AU | 46 |  |  | Shangahi PYTES Energy Co Ltd | E-BOX 48100R | 10 | NINGBO DEYE INVERTER TECHNOLOGY CO LTD | SUN-12K-SG04LP3-AU | PYTES | 20/04/2025
2024-05-17 | HBS12236 | Shangahi PYTES Energy Co Ltd E-BOX 48100R (x11) w/ NINGBO DEYE INVERTER TECHNOLOGY CO LTD SUN-12K-SG04LP3-AU | 50.6 |  |  | Shangahi PYTES Energy Co Ltd | E-BOX 48100R | 11 | NINGBO DEYE INVERTER TECHNOLOGY CO LTD | SUN-12K-SG04LP3-AU | PYTES | 20/04/2025
2024-05-17 | HBS12237 | Shangahi PYTES Energy Co Ltd E-BOX 48100R (x12) w/ NINGBO DEYE INVERTER TECHNOLOGY CO LTD SUN-12K-SG04LP3-AU | 55.2 |  |  | Shangahi PYTES Energy Co Ltd | E-BOX 48100R | 12 | NINGBO DEYE INVERTER TECHNOLOGY CO LTD | SUN-12K-SG04LP3-AU | PYTES | 20/04/2025
2024-05-17 | HBS12238 | Shangahi PYTES Energy Co Ltd E-BOX 48100R (x13) w/ NINGBO DEYE INVERTER TECHNOLOGY CO LTD SUN-12K-SG04LP3-AU | 59.8 |  |  | Shangahi PYTES Energy Co Ltd | E-BOX 48100R | 13 | NINGBO DEYE INVERTER TECHNOLOGY CO LTD | SUN-12K-SG04LP3-AU | PYTES | 20/04/2025
2024-05-17 | HBS12239 | Shangahi PYTES Energy Co Ltd E-BOX 48100R (x14) w/ NINGBO DEYE INVERTER TECHNOLOGY CO LTD SUN-12K-SG04LP3-AU | 64.4 |  |  | Shangahi PYTES Energy Co Ltd | E-BOX 48100R | 14 | NINGBO DEYE INVERTER TECHNOLOGY CO LTD | SUN-12K-SG04LP3-AU | PYTES | 20/04/2025
2024-05-17 | HBS12240 | Shangahi PYTES Energy Co Ltd E-BOX 48100R (x15) w/ NINGBO DEYE INVERTER TECHNOLOGY CO LTD SUN-12K-SG04LP3-AU | 69 |  |  | Shangahi PYTES Energy Co Ltd | E-BOX 48100R | 15 | NINGBO DEYE INVERTER TECHNOLOGY CO LTD | SUN-12K-SG04LP3-AU | PYTES | 20/04/2025
2024-05-17 | HBS12241 | Shangahi PYTES Energy Co Ltd E-BOX 48100R (x16) w/ NINGBO DEYE INVERTER TECHNOLOGY CO LTD SUN-12K-SG04LP3-AU | 73.6 |  |  | Shangahi PYTES Energy Co Ltd | E-BOX 48100R | 16 | NINGBO DEYE INVERTER TECHNOLOGY CO LTD | SUN-12K-SG04LP3-AU | PYTES | 20/04/2025
2024-05-17 | HBS12242 | Shangahi PYTES Energy Co Ltd E-BOX 48100R (x17) w/ NINGBO DEYE INVERTER TECHNOLOGY CO LTD SUN-12K-SG04LP3-AU | 78.2 |  |  | Shangahi PYTES Energy Co Ltd | E-BOX 48100R | 17 | NINGBO DEYE INVERTER TECHNOLOGY CO LTD | SUN-12K-SG04LP3-AU | PYTES | 20/04/2025
2024-05-17 | HBS12243 | Shangahi PYTES Energy Co Ltd E-BOX 48100R (x18) w/ NINGBO DEYE INVERTER TECHNOLOGY CO LTD SUN-12K-SG04LP3-AU | 82.8 |  |  | Shangahi PYTES Energy Co Ltd | E-BOX 48100R | 18 | NINGBO DEYE INVERTER TECHNOLOGY CO LTD | SUN-12K-SG04LP3-AU | PYTES | 20/04/2025
2024-05-17 | HBS12244 | Shangahi PYTES Energy Co Ltd E-BOX 48100R (x19) w/ NINGBO DEYE INVERTER TECHNOLOGY CO LTD SUN-12K-SG04LP3-AU | 87.4 |  |  | Shangahi PYTES Energy Co Ltd | E-BOX 48100R | 19 | NINGBO DEYE INVERTER TECHNOLOGY CO LTD | SUN-12K-SG04LP3-AU | PYTES | 20/04/2025
2024-05-17 | HBS12245 | Shangahi PYTES Energy Co Ltd E-BOX 48100R (x20) w/ NINGBO DEYE INVERTER TECHNOLOGY CO LTD SUN-12K-SG04LP3-AU | 92 |  |  | Shangahi PYTES Energy Co Ltd | E-BOX 48100R | 20 | NINGBO DEYE INVERTER TECHNOLOGY CO LTD | SUN-12K-SG04LP3-AU | PYTES | 20/04/2025
2024-05-17 | HBS12246 | Shangahi PYTES Energy Co Ltd E-BOX 48100R (x2) w/ NINGBO DEYE INVERTER TECHNOLOGY CO LTD SUN-7.6K-SG05LP1-AU | 9.2 |  |  | Shangahi PYTES Energy Co Ltd | E-BOX 48100R | 2 | NINGBO DEYE INVERTER TECHNOLOGY CO LTD | SUN-7.6K-SG05LP1-AU | PYTES | 05/09/2025
2024-05-17 | HBS12247 | Shangahi PYTES Energy Co Ltd E-BOX 48100R (x3) w/ NINGBO DEYE INVERTER TECHNOLOGY CO LTD SUN-7.6K-SG05LP1-AU | 13.8 |  |  | Shangahi PYTES Energy Co Ltd | E-BOX 48100R | 3 | NINGBO DEYE INVERTER TECHNOLOGY CO LTD | SUN-7.6K-SG05LP1-AU | PYTES | 05/09/2025
2024-05-17 | HBS12248 | Shangahi PYTES Energy Co Ltd E-BOX 48100R (x4) w/ NINGBO DEYE INVERTER TECHNOLOGY CO LTD SUN-7.6K-SG05LP1-AU | 18.4 |  |  | Shangahi PYTES Energy Co Ltd | E-BOX 48100R | 4 | NINGBO DEYE INVERTER TECHNOLOGY CO LTD | SUN-7.6K-SG05LP1-AU | PYTES | 05/09/2025
2024-05-17 | HBS12249 | Shangahi PYTES Energy Co Ltd E-BOX 48100R (x5) w/ NINGBO DEYE INVERTER TECHNOLOGY CO LTD SUN-7.6K-SG05LP1-AU | 23 |  |  | Shangahi PYTES Energy Co Ltd | E-BOX 48100R | 5 | NINGBO DEYE INVERTER TECHNOLOGY CO LTD | SUN-7.6K-SG05LP1-AU | PYTES | 05/09/2025
2024-05-17 | HBS12250 | Shangahi PYTES Energy Co Ltd E-BOX 48100R (x6) w/ NINGBO DEYE INVERTER TECHNOLOGY CO LTD SUN-7.6K-SG05LP1-AU | 27.6 |  |  | Shangahi PYTES Energy Co Ltd | E-BOX 48100R | 6 | NINGBO DEYE INVERTER TECHNOLOGY CO LTD | SUN-7.6K-SG05LP1-AU | PYTES | 05/09/2025
2024-05-17 | HBS12251 | Shangahi PYTES Energy Co Ltd E-BOX 48100R (x7) w/ NINGBO DEYE INVERTER TECHNOLOGY CO LTD SUN-7.6K-SG05LP1-AU | 32.2 |  |  | Shangahi PYTES Energy Co Ltd | E-BOX 48100R | 7 | NINGBO DEYE INVERTER TECHNOLOGY CO LTD | SUN-7.6K-SG05LP1-AU | PYTES | 05/09/2025
2024-05-17 | HBS12252 | Shangahi PYTES Energy Co Ltd E-BOX 48100R (x8) w/ NINGBO DEYE INVERTER TECHNOLOGY CO LTD SUN-7.6K-SG05LP1-AU | 36.8 |  |  | Shangahi PYTES Energy Co Ltd | E-BOX 48100R | 8 | NINGBO DEYE INVERTER TECHNOLOGY CO LTD | SUN-7.6K-SG05LP1-AU | PYTES | 05/09/2025
2024-05-17 | HBS12253 | Shangahi PYTES Energy Co Ltd E-BOX 48100R (x9) w/ NINGBO DEYE INVERTER TECHNOLOGY CO LTD SUN-7.6K-SG05LP1-AU | 41.4 |  |  | Shangahi PYTES Energy Co Ltd | E-BOX 48100R | 9 | NINGBO DEYE INVERTER TECHNOLOGY CO LTD | SUN-7.6K-SG05LP1-AU | PYTES | 05/09/2025
2024-05-17 | HBS12254 | Shangahi PYTES Energy Co Ltd E-BOX 48100R (x10) w/ NINGBO DEYE INVERTER TECHNOLOGY CO LTD SUN-7.6K-SG05LP1-AU | 46 |  |  | Shangahi PYTES Energy Co Ltd | E-BOX 48100R | 10 | NINGBO DEYE INVERTER TECHNOLOGY CO LTD | SUN-7.6K-SG05LP1-AU | PYTES | 05/09/2025
2024-05-17 | HBS12255 | Shangahi PYTES Energy Co Ltd E-BOX 48100R (x11) w/ NINGBO DEYE INVERTER TECHNOLOGY CO LTD SUN-7.6K-SG05LP1-AU | 50.6 |  |  | Shangahi PYTES Energy Co Ltd | E-BOX 48100R | 11 | NINGBO DEYE INVERTER TECHNOLOGY CO LTD | SUN-7.6K-SG05LP1-AU | PYTES | 05/09/2025
2024-05-17 | HBS12256 | Shangahi PYTES Energy Co Ltd E-BOX 48100R (x12) w/ NINGBO DEYE INVERTER TECHNOLOGY CO LTD SUN-7.6K-SG05LP1-AU | 55.2 |  |  | Shangahi PYTES Energy Co Ltd | E-BOX 48100R | 12 | NINGBO DEYE INVERTER TECHNOLOGY CO LTD | SUN-7.6K-SG05LP1-AU | PYTES | 05/09/2025
2024-05-17 | HBS12257 | Shangahi PYTES Energy Co Ltd E-BOX 48100R (x13) w/ NINGBO DEYE INVERTER TECHNOLOGY CO LTD SUN-7.6K-SG05LP1-AU | 59.8 |  |  | Shangahi PYTES Energy Co Ltd | E-BOX 48100R | 13 | NINGBO DEYE INVERTER TECHNOLOGY CO LTD | SUN-7.6K-SG05LP1-AU | PYTES | 05/09/2025
2024-05-17 | HBS12258 | Shangahi PYTES Energy Co Ltd E-BOX 48100R (x14) w/ NINGBO DEYE INVERTER TECHNOLOGY CO LTD SUN-7.6K-SG05LP1-AU | 64.4 |  |  | Shangahi PYTES Energy Co Ltd | E-BOX 48100R | 14 | NINGBO DEYE INVERTER TECHNOLOGY CO LTD | SUN-7.6K-SG05LP1-AU | PYTES | 05/09/2025
2024-05-17 | HBS12259 | Shangahi PYTES Energy Co Ltd E-BOX 48100R (x15) w/ NINGBO DEYE INVERTER TECHNOLOGY CO LTD SUN-7.6K-SG05LP1-AU | 69 |  |  | Shangahi PYTES Energy Co Ltd | E-BOX 48100R | 15 | NINGBO DEYE INVERTER TECHNOLOGY CO LTD | SUN-7.6K-SG05LP1-AU | PYTES | 05/09/2025
2024-05-17 | HBS12260 | Shangahi PYTES Energy Co Ltd E-BOX 48100R (x16) w/ NINGBO DEYE INVERTER TECHNOLOGY CO LTD SUN-7.6K-SG05LP1-AU | 73.6 |  |  | Shangahi PYTES Energy Co Ltd | E-BOX 48100R | 16 | NINGBO DEYE INVERTER TECHNOLOGY CO LTD | SUN-7.6K-SG05LP1-AU | PYTES | 05/09/2025
2024-05-17 | HBS12261 | Shangahi PYTES Energy Co Ltd E-BOX 48100R (x17) w/ NINGBO DEYE INVERTER TECHNOLOGY CO LTD SUN-7.6K-SG05LP1-AU | 78.2 |  |  | Shangahi PYTES Energy Co Ltd | E-BOX 48100R | 17 | NINGBO DEYE INVERTER TECHNOLOGY CO LTD | SUN-7.6K-SG05LP1-AU | PYTES | 05/09/2025
2024-05-17 | HBS12262 | Shangahi PYTES Energy Co Ltd E-BOX 48100R (x18) w/ NINGBO DEYE INVERTER TECHNOLOGY CO LTD SUN-7.6K-SG05LP1-AU | 82.8 |  |  | Shangahi PYTES Energy Co Ltd | E-BOX 48100R | 18 | NINGBO DEYE INVERTER TECHNOLOGY CO LTD | SUN-7.6K-SG05LP1-AU | PYTES | 05/09/2025
2024-05-17 | HBS12263 | Shangahi PYTES Energy Co Ltd E-BOX 48100R (x19) w/ NINGBO DEYE INVERTER TECHNOLOGY CO LTD SUN-7.6K-SG05LP1-AU | 87.4 |  |  | Shangahi PYTES Energy Co Ltd | E-BOX 48100R | 19 | NINGBO DEYE INVERTER TECHNOLOGY CO LTD | SUN-7.6K-SG05LP1-AU | PYTES | 05/09/2025
2024-05-17 | HBS12264 | Shangahi PYTES Energy Co Ltd E-BOX 48100R (x20) w/ NINGBO DEYE INVERTER TECHNOLOGY CO LTD SUN-7.6K-SG05LP1-AU | 92 |  |  | Shangahi PYTES Energy Co Ltd | E-BOX 48100R | 20 | NINGBO DEYE INVERTER TECHNOLOGY CO LTD | SUN-7.6K-SG05LP1-AU | PYTES | 05/09/2025
2024-05-17 | HBS12265 | Shangahi PYTES Energy Co Ltd E-BOX 48100R (x2) w/ NINGBO DEYE INVERTER TECHNOLOGY CO LTD SUN-8K-SG05LP1-AU | 9.2 |  |  | Shangahi PYTES Energy Co Ltd | E-BOX 48100R | 2 | NINGBO DEYE INVERTER TECHNOLOGY CO LTD | SUN-8K-SG05LP1-AU | PYTES | 05/09/2025
2024-05-17 | HBS12266 | Shangahi PYTES Energy Co Ltd E-BOX 48100R (x3) w/ NINGBO DEYE INVERTER TECHNOLOGY CO LTD SUN-8K-SG05LP1-AU | 13.8 |  |  | Shangahi PYTES Energy Co Ltd | E-BOX 48100R | 3 | NINGBO DEYE INVERTER TECHNOLOGY CO LTD | SUN-8K-SG05LP1-AU | PYTES | 05/09/2025
2024-05-17 | HBS12267 | Shangahi PYTES Energy Co Ltd E-BOX 48100R (x4) w/ NINGBO DEYE INVERTER TECHNOLOGY CO LTD SUN-8K-SG05LP1-AU | 18.4 |  |  | Shangahi PYTES Energy Co Ltd | E-BOX 48100R | 4 | NINGBO DEYE INVERTER TECHNOLOGY CO LTD | SUN-8K-SG05LP1-AU | PYTES | 05/09/2025
2024-05-17 | HBS12268 | Shangahi PYTES Energy Co Ltd E-BOX 48100R (x5) w/ NINGBO DEYE INVERTER TECHNOLOGY CO LTD SUN-8K-SG05LP1-AU | 23 |  |  | Shangahi PYTES Energy Co Ltd | E-BOX 48100R | 5 | NINGBO DEYE INVERTER TECHNOLOGY CO LTD | SUN-8K-SG05LP1-AU | PYTES | 05/09/2025
2024-05-17 | HBS12269 | Shangahi PYTES Energy Co Ltd E-BOX 48100R (x6) w/ NINGBO DEYE INVERTER TECHNOLOGY CO LTD SUN-8K-SG05LP1-AU | 27.6 |  |  | Shangahi PYTES Energy Co Ltd | E-BOX 48100R | 6 | NINGBO DEYE INVERTER TECHNOLOGY CO LTD | SUN-8K-SG05LP1-AU | PYTES | 05/09/2025
2024-05-17 | HBS12270 | Shangahi PYTES Energy Co Ltd E-BOX 48100R (x7) w/ NINGBO DEYE INVERTER TECHNOLOGY CO LTD SUN-8K-SG05LP1-AU | 32.2 |  |  | Shangahi PYTES Energy Co Ltd | E-BOX 48100R | 7 | NINGBO DEYE INVERTER TECHNOLOGY CO LTD | SUN-8K-SG05LP1-AU | PYTES | 05/09/2025
2024-05-17 | HBS12271 | Shangahi PYTES Energy Co Ltd E-BOX 48100R (x8) w/ NINGBO DEYE INVERTER TECHNOLOGY CO LTD SUN-8K-SG05LP1-AU | 36.8 |  |  | Shangahi PYTES Energy Co Ltd | E-BOX 48100R | 8 | NINGBO DEYE INVERTER TECHNOLOGY CO LTD | SUN-8K-SG05LP1-AU | PYTES | 05/09/2025
2024-05-17 | HBS12272 | Shangahi PYTES Energy Co Ltd E-BOX 48100R (x9) w/ NINGBO DEYE INVERTER TECHNOLOGY CO LTD SUN-8K-SG05LP1-AU | 41.4 |  |  | Shangahi PYTES Energy Co Ltd | E-BOX 48100R | 9 | NINGBO DEYE INVERTER TECHNOLOGY CO LTD | SUN-8K-SG05LP1-AU | PYTES | 05/09/2025
2024-05-17 | HBS12273 | Shangahi PYTES Energy Co Ltd E-BOX 48100R (x10) w/ NINGBO DEYE INVERTER TECHNOLOGY CO LTD SUN-8K-SG05LP1-AU | 46 |  |  | Shangahi PYTES Energy Co Ltd | E-BOX 48100R | 10 | NINGBO DEYE INVERTER TECHNOLOGY CO LTD | SUN-8K-SG05LP1-AU | PYTES | 05/09/2025
2024-05-17 | HBS12274 | Shangahi PYTES Energy Co Ltd E-BOX 48100R (x11) w/ NINGBO DEYE INVERTER TECHNOLOGY CO LTD SUN-8K-SG05LP1-AU | 50.6 |  |  | Shangahi PYTES Energy Co Ltd | E-BOX 48100R | 11 | NINGBO DEYE INVERTER TECHNOLOGY CO LTD | SUN-8K-SG05LP1-AU | PYTES | 05/09/2025
2024-05-17 | HBS12275 | Shangahi PYTES Energy Co Ltd E-BOX 48100R (x12) w/ NINGBO DEYE INVERTER TECHNOLOGY CO LTD SUN-8K-SG05LP1-AU | 55.2 |  |  | Shangahi PYTES Energy Co Ltd | E-BOX 48100R | 12 | NINGBO DEYE INVERTER TECHNOLOGY CO LTD | SUN-8K-SG05LP1-AU | PYTES | 05/09/2025
2024-05-17 | HBS12276 | Shangahi PYTES Energy Co Ltd E-BOX 48100R (x13) w/ NINGBO DEYE INVERTER TECHNOLOGY CO LTD SUN-8K-SG05LP1-AU | 59.8 |  |  | Shangahi PYTES Energy Co Ltd | E-BOX 48100R | 13 | NINGBO DEYE INVERTER TECHNOLOGY CO LTD | SUN-8K-SG05LP1-AU | PYTES | 05/09/2025
2024-05-17 | HBS12277 | Shangahi PYTES Energy Co Ltd E-BOX 48100R (x14) w/ NINGBO DEYE INVERTER TECHNOLOGY CO LTD SUN-8K-SG05LP1-AU | 64.4 |  |  | Shangahi PYTES Energy Co Ltd | E-BOX 48100R | 14 | NINGBO DEYE INVERTER TECHNOLOGY CO LTD | SUN-8K-SG05LP1-AU | PYTES | 05/09/2025
2024-05-17 | HBS12278 | Shangahi PYTES Energy Co Ltd E-BOX 48100R (x15) w/ NINGBO DEYE INVERTER TECHNOLOGY CO LTD SUN-8K-SG05LP1-AU | 69 |  |  | Shangahi PYTES Energy Co Ltd | E-BOX 48100R | 15 | NINGBO DEYE INVERTER TECHNOLOGY CO LTD | SUN-8K-SG05LP1-AU | PYTES | 05/09/2025
2024-05-17 | HBS12279 | Shangahi PYTES Energy Co Ltd E-BOX 48100R (x16) w/ NINGBO DEYE INVERTER TECHNOLOGY CO LTD SUN-8K-SG05LP1-AU | 73.6 |  |  | Shangahi PYTES Energy Co Ltd | E-BOX 48100R | 16 | NINGBO DEYE INVERTER TECHNOLOGY CO LTD | SUN-8K-SG05LP1-AU | PYTES | 05/09/2025
2024-05-17 | HBS12280 | Shangahi PYTES Energy Co Ltd E-BOX 48100R (x17) w/ NINGBO DEYE INVERTER TECHNOLOGY CO LTD SUN-8K-SG05LP1-AU | 78.2 |  |  | Shangahi PYTES Energy Co Ltd | E-BOX 48100R | 17 | NINGBO DEYE INVERTER TECHNOLOGY CO LTD | SUN-8K-SG05LP1-AU | PYTES | 05/09/2025
2024-05-17 | HBS12281 | Shangahi PYTES Energy Co Ltd E-BOX 48100R (x18) w/ NINGBO DEYE INVERTER TECHNOLOGY CO LTD SUN-8K-SG05LP1-AU | 82.8 |  |  | Shangahi PYTES Energy Co Ltd | E-BOX 48100R | 18 | NINGBO DEYE INVERTER TECHNOLOGY CO LTD | SUN-8K-SG05LP1-AU | PYTES | 05/09/2025
2024-05-17 | HBS12282 | Shangahi PYTES Energy Co Ltd E-BOX 48100R (x19) w/ NINGBO DEYE INVERTER TECHNOLOGY CO LTD SUN-8K-SG05LP1-AU | 87.4 |  |  | Shangahi PYTES Energy Co Ltd | E-BOX 48100R | 19 | NINGBO DEYE INVERTER TECHNOLOGY CO LTD | SUN-8K-SG05LP1-AU | PYTES | 05/09/2025
2024-05-17 | HBS12283 | Shangahi PYTES Energy Co Ltd E-BOX 48100R (x20) w/ NINGBO DEYE INVERTER TECHNOLOGY CO LTD SUN-8K-SG05LP1-AU | 92 |  |  | Shangahi PYTES Energy Co Ltd | E-BOX 48100R | 20 | NINGBO DEYE INVERTER TECHNOLOGY CO LTD | SUN-8K-SG05LP1-AU | PYTES | 05/09/2025
2024-05-17 | HBS12284 | Shangahi PYTES Energy Co Ltd E-BOX 48100R (x2) w/ SMA Australia Pty Ltd SI6.0H-13 | 9.2 |  |  | Shangahi PYTES Energy Co Ltd | E-BOX 48100R | 2 | SMA Australia Pty Ltd | SI6.0H-13 | PYTES | 14/09/2026
2024-05-17 | HBS12285 | Shangahi PYTES Energy Co Ltd E-BOX 48100R (x3) w/ SMA Australia Pty Ltd SI6.0H-13 | 13.8 |  |  | Shangahi PYTES Energy Co Ltd | E-BOX 48100R | 3 | SMA Australia Pty Ltd | SI6.0H-13 | PYTES | 14/09/2026
2024-05-17 | HBS12286 | Shangahi PYTES Energy Co Ltd E-BOX 48100R (x4) w/ SMA Australia Pty Ltd SI6.0H-13 | 18.4 |  |  | Shangahi PYTES Energy Co Ltd | E-BOX 48100R | 4 | SMA Australia Pty Ltd | SI6.0H-13 | PYTES | 14/09/2026
2024-05-17 | HBS12287 | Shangahi PYTES Energy Co Ltd E-BOX 48100R (x5) w/ SMA Australia Pty Ltd SI6.0H-13 | 23 |  |  | Shangahi PYTES Energy Co Ltd | E-BOX 48100R | 5 | SMA Australia Pty Ltd | SI6.0H-13 | PYTES | 14/09/2026
2024-05-17 | HBS12288 | Shangahi PYTES Energy Co Ltd E-BOX 48100R (x6) w/ SMA Australia Pty Ltd SI6.0H-13 | 27.6 |  |  | Shangahi PYTES Energy Co Ltd | E-BOX 48100R | 6 | SMA Australia Pty Ltd | SI6.0H-13 | PYTES | 14/09/2026
2024-05-17 | HBS12289 | Shangahi PYTES Energy Co Ltd E-BOX 48100R (x7) w/ SMA Australia Pty Ltd SI6.0H-13 | 32.2 |  |  | Shangahi PYTES Energy Co Ltd | E-BOX 48100R | 7 | SMA Australia Pty Ltd | SI6.0H-13 | PYTES | 14/09/2026
2024-05-17 | HBS12290 | Shangahi PYTES Energy Co Ltd E-BOX 48100R (x8) w/ SMA Australia Pty Ltd SI6.0H-13 | 36.8 |  |  | Shangahi PYTES Energy Co Ltd | E-BOX 48100R | 8 | SMA Australia Pty Ltd | SI6.0H-13 | PYTES | 14/09/2026
2024-05-17 | HBS12291 | Shangahi PYTES Energy Co Ltd E-BOX 48100R (x9) w/ SMA Australia Pty Ltd SI6.0H-13 | 41.4 |  |  | Shangahi PYTES Energy Co Ltd | E-BOX 48100R | 9 | SMA Australia Pty Ltd | SI6.0H-13 | PYTES | 14/09/2026
2024-05-17 | HBS12292 | Shangahi PYTES Energy Co Ltd E-BOX 48100R (x10) w/ SMA Australia Pty Ltd SI6.0H-13 | 46 |  |  | Shangahi PYTES Energy Co Ltd | E-BOX 48100R | 10 | SMA Australia Pty Ltd | SI6.0H-13 | PYTES | 14/09/2026
2024-05-17 | HBS12293 | Shangahi PYTES Energy Co Ltd E-BOX 48100R (x11) w/ SMA Australia Pty Ltd SI6.0H-13 | 50.6 |  |  | Shangahi PYTES Energy Co Ltd | E-BOX 48100R | 11 | SMA Australia Pty Ltd | SI6.0H-13 | PYTES | 14/09/2026
2024-05-17 | HBS12294 | Shangahi PYTES Energy Co Ltd E-BOX 48100R (x12) w/ SMA Australia Pty Ltd SI6.0H-13 | 55.2 |  |  | Shangahi PYTES Energy Co Ltd | E-BOX 48100R | 12 | SMA Australia Pty Ltd | SI6.0H-13 | PYTES | 14/09/2026
2024-05-17 | HBS12295 | Shangahi PYTES Energy Co Ltd E-BOX 48100R (x13) w/ SMA Australia Pty Ltd SI6.0H-13 | 59.8 |  |  | Shangahi PYTES Energy Co Ltd | E-BOX 48100R | 13 | SMA Australia Pty Ltd | SI6.0H-13 | PYTES | 14/09/2026
2024-05-17 | HBS12296 | Shangahi PYTES Energy Co Ltd E-BOX 48100R (x14) w/ SMA Australia Pty Ltd SI6.0H-13 | 64.4 |  |  | Shangahi PYTES Energy Co Ltd | E-BOX 48100R | 14 | SMA Australia Pty Ltd | SI6.0H-13 | PYTES | 14/09/2026
2024-05-17 | HBS12297 | Shangahi PYTES Energy Co Ltd E-BOX 48100R (x15) w/ SMA Australia Pty Ltd SI6.0H-13 | 69 |  |  | Shangahi PYTES Energy Co Ltd | E-BOX 48100R | 15 | SMA Australia Pty Ltd | SI6.0H-13 | PYTES | 14/09/2026
2024-05-17 | HBS12298 | Shangahi PYTES Energy Co Ltd E-BOX 48100R (x16) w/ SMA Australia Pty Ltd SI6.0H-13 | 73.6 |  |  | Shangahi PYTES Energy Co Ltd | E-BOX 48100R | 16 | SMA Australia Pty Ltd | SI6.0H-13 | PYTES | 14/09/2026
2024-05-17 | HBS12299 | Shangahi PYTES Energy Co Ltd E-BOX 48100R (x17) w/ SMA Australia Pty Ltd SI6.0H-13 | 78.2 |  |  | Shangahi PYTES Energy Co Ltd | E-BOX 48100R | 17 | SMA Australia Pty Ltd | SI6.0H-13 | PYTES | 14/09/2026
2024-05-17 | HBS12300 | Shangahi PYTES Energy Co Ltd E-BOX 48100R (x18) w/ SMA Australia Pty Ltd SI6.0H-13 | 82.8 |  |  | Shangahi PYTES Energy Co Ltd | E-BOX 48100R | 18 | SMA Australia Pty Ltd | SI6.0H-13 | PYTES | 14/09/2026
2024-05-17 | HBS12301 | Shangahi PYTES Energy Co Ltd E-BOX 48100R (x19) w/ SMA Australia Pty Ltd SI6.0H-13 | 87.4 |  |  | Shangahi PYTES Energy Co Ltd | E-BOX 48100R | 19 | SMA Australia Pty Ltd | SI6.0H-13 | PYTES | 14/09/2026
2024-05-17 | HBS12302 | Shangahi PYTES Energy Co Ltd E-BOX 48100R (x20) w/ SMA Australia Pty Ltd SI6.0H-13 | 92 |  |  | Shangahi PYTES Energy Co Ltd | E-BOX 48100R | 20 | SMA Australia Pty Ltd | SI6.0H-13 | PYTES | 14/09/2026
2024-05-17 | HBS12303 | Shangahi PYTES Energy Co Ltd E-BOX 48100R (x2) w/ SMA Australia Pty Ltd SI8.0H-13 | 9.2 |  |  | Shangahi PYTES Energy Co Ltd | E-BOX 48100R | 2 | SMA Australia Pty Ltd | SI8.0H-13 | PYTES | 14/09/2026
2024-05-17 | HBS12304 | Shangahi PYTES Energy Co Ltd E-BOX 48100R (x3) w/ SMA Australia Pty Ltd SI8.0H-13 | 13.8 |  |  | Shangahi PYTES Energy Co Ltd | E-BOX 48100R | 3 | SMA Australia Pty Ltd | SI8.0H-13 | PYTES | 14/09/2026
2024-05-17 | HBS12305 | Shangahi PYTES Energy Co Ltd E-BOX 48100R (x4) w/ SMA Australia Pty Ltd SI8.0H-13 | 18.4 |  |  | Shangahi PYTES Energy Co Ltd | E-BOX 48100R | 4 | SMA Australia Pty Ltd | SI8.0H-13 | PYTES | 14/09/2026
2024-05-17 | HBS12306 | Shangahi PYTES Energy Co Ltd E-BOX 48100R (x5) w/ SMA Australia Pty Ltd SI8.0H-13 | 23 |  |  | Shangahi PYTES Energy Co Ltd | E-BOX 48100R | 5 | SMA Australia Pty Ltd | SI8.0H-13 | PYTES | 14/09/2026
2024-05-17 | HBS12307 | Shangahi PYTES Energy Co Ltd E-BOX 48100R (x6) w/ SMA Australia Pty Ltd SI8.0H-13 | 27.6 |  |  | Shangahi PYTES Energy Co Ltd | E-BOX 48100R | 6 | SMA Australia Pty Ltd | SI8.0H-13 | PYTES | 14/09/2026
2024-05-17 | HBS12308 | Shangahi PYTES Energy Co Ltd E-BOX 48100R (x7) w/ SMA Australia Pty Ltd SI8.0H-13 | 32.2 |  |  | Shangahi PYTES Energy Co Ltd | E-BOX 48100R | 7 | SMA Australia Pty Ltd | SI8.0H-13 | PYTES | 14/09/2026
2024-05-17 | HBS12309 | Shangahi PYTES Energy Co Ltd E-BOX 48100R (x8) w/ SMA Australia Pty Ltd SI8.0H-13 | 36.8 |  |  | Shangahi PYTES Energy Co Ltd | E-BOX 48100R | 8 | SMA Australia Pty Ltd | SI8.0H-13 | PYTES | 14/09/2026
2024-05-17 | HBS12310 | Shangahi PYTES Energy Co Ltd E-BOX 48100R (x9) w/ SMA Australia Pty Ltd SI8.0H-13 | 41.4 |  |  | Shangahi PYTES Energy Co Ltd | E-BOX 48100R | 9 | SMA Australia Pty Ltd | SI8.0H-13 | PYTES | 14/09/2026
2024-05-17 | HBS12311 | Shangahi PYTES Energy Co Ltd E-BOX 48100R (x10) w/ SMA Australia Pty Ltd SI8.0H-13 | 46 |  |  | Shangahi PYTES Energy Co Ltd | E-BOX 48100R | 10 | SMA Australia Pty Ltd | SI8.0H-13 | PYTES | 14/09/2026
2024-05-17 | HBS12312 | Shangahi PYTES Energy Co Ltd E-BOX 48100R (x11) w/ SMA Australia Pty Ltd SI8.0H-13 | 50.6 |  |  | Shangahi PYTES Energy Co Ltd | E-BOX 48100R | 11 | SMA Australia Pty Ltd | SI8.0H-13 | PYTES | 14/09/2026
2024-05-17 | HBS12313 | Shangahi PYTES Energy Co Ltd E-BOX 48100R (x12) w/ SMA Australia Pty Ltd SI8.0H-13 | 55.2 |  |  | Shangahi PYTES Energy Co Ltd | E-BOX 48100R | 12 | SMA Australia Pty Ltd | SI8.0H-13 | PYTES | 14/09/2026
2024-05-17 | HBS12314 | Shangahi PYTES Energy Co Ltd E-BOX 48100R (x13) w/ SMA Australia Pty Ltd SI8.0H-13 | 59.8 |  |  | Shangahi PYTES Energy Co Ltd | E-BOX 48100R | 13 | SMA Australia Pty Ltd | SI8.0H-13 | PYTES | 14/09/2026
2024-05-17 | HBS12315 | Shangahi PYTES Energy Co Ltd E-BOX 48100R (x14) w/ SMA Australia Pty Ltd SI8.0H-13 | 64.4 |  |  | Shangahi PYTES Energy Co Ltd | E-BOX 48100R | 14 | SMA Australia Pty Ltd | SI8.0H-13 | PYTES | 14/09/2026
2024-05-17 | HBS12316 | Shangahi PYTES Energy Co Ltd E-BOX 48100R (x15) w/ SMA Australia Pty Ltd SI8.0H-13 | 69 |  |  | Shangahi PYTES Energy Co Ltd | E-BOX 48100R | 15 | SMA Australia Pty Ltd | SI8.0H-13 | PYTES | 14/09/2026
2024-05-17 | HBS12317 | Shangahi PYTES Energy Co Ltd E-BOX 48100R (x16) w/ SMA Australia Pty Ltd SI8.0H-13 | 73.6 |  |  | Shangahi PYTES Energy Co Ltd | E-BOX 48100R | 16 | SMA Australia Pty Ltd | SI8.0H-13 | PYTES | 14/09/2026
2024-05-17 | HBS12318 | Shangahi PYTES Energy Co Ltd E-BOX 48100R (x17) w/ SMA Australia Pty Ltd SI8.0H-13 | 78.2 |  |  | Shangahi PYTES Energy Co Ltd | E-BOX 48100R | 17 | SMA Australia Pty Ltd | SI8.0H-13 | PYTES | 14/09/2026
2024-05-17 | HBS12319 | Shangahi PYTES Energy Co Ltd E-BOX 48100R (x18) w/ SMA Australia Pty Ltd SI8.0H-13 | 82.8 |  |  | Shangahi PYTES Energy Co Ltd | E-BOX 48100R | 18 | SMA Australia Pty Ltd | SI8.0H-13 | PYTES | 14/09/2026
2024-05-17 | HBS12320 | Shangahi PYTES Energy Co Ltd E-BOX 48100R (x19) w/ SMA Australia Pty Ltd SI8.0H-13 | 87.4 |  |  | Shangahi PYTES Energy Co Ltd | E-BOX 48100R | 19 | SMA Australia Pty Ltd | SI8.0H-13 | PYTES | 14/09/2026
2024-05-17 | HBS12321 | Shangahi PYTES Energy Co Ltd E-BOX 48100R (x20) w/ SMA Australia Pty Ltd SI8.0H-13 | 92 |  |  | Shangahi PYTES Energy Co Ltd | E-BOX 48100R | 20 | SMA Australia Pty Ltd | SI8.0H-13 | PYTES | 14/09/2026
2024-05-17 | HBS12322 | Shangahi PYTES Energy Co Ltd E-BOX 48100R (x2) w/ Victron Energy BV MultiPlus-II 48/3000/35-32 230V GX | 9.2 |  |  | Shangahi PYTES Energy Co Ltd | E-BOX 48100R | 2 | Victron Energy BV | MultiPlus-II 48/3000/35-32 230V GX | PYTES | 13/11/2026
2024-05-17 | HBS12323 | Shangahi PYTES Energy Co Ltd E-BOX 48100R (x3) w/ Victron Energy BV MultiPlus-II 48/3000/35-32 230V GX | 13.8 |  |  | Shangahi PYTES Energy Co Ltd | E-BOX 48100R | 3 | Victron Energy BV | MultiPlus-II 48/3000/35-32 230V GX | PYTES | 13/11/2026
2024-05-17 | HBS12324 | Shangahi PYTES Energy Co Ltd E-BOX 48100R (x4) w/ Victron Energy BV MultiPlus-II 48/3000/35-32 230V GX | 18.4 |  |  | Shangahi PYTES Energy Co Ltd | E-BOX 48100R | 4 | Victron Energy BV | MultiPlus-II 48/3000/35-32 230V GX | PYTES | 13/11/2026
2024-05-17 | HBS12325 | Shangahi PYTES Energy Co Ltd E-BOX 48100R (x5) w/ Victron Energy BV MultiPlus-II 48/3000/35-32 230V GX | 23 |  |  | Shangahi PYTES Energy Co Ltd | E-BOX 48100R | 5 | Victron Energy BV | MultiPlus-II 48/3000/35-32 230V GX | PYTES | 13/11/2026
2024-05-17 | HBS12326 | Shangahi PYTES Energy Co Ltd E-BOX 48100R (x6) w/ Victron Energy BV MultiPlus-II 48/3000/35-32 230V GX | 27.6 |  |  | Shangahi PYTES Energy Co Ltd | E-BOX 48100R | 6 | Victron Energy BV | MultiPlus-II 48/3000/35-32 230V GX | PYTES | 13/11/2026
2024-05-17 | HBS12327 | Shangahi PYTES Energy Co Ltd E-BOX 48100R (x7) w/ Victron Energy BV MultiPlus-II 48/3000/35-32 230V GX | 32.2 |  |  | Shangahi PYTES Energy Co Ltd | E-BOX 48100R | 7 | Victron Energy BV | MultiPlus-II 48/3000/35-32 230V GX | PYTES | 13/11/2026
2024-05-17 | HBS12328 | Shangahi PYTES Energy Co Ltd E-BOX 48100R (x8) w/ Victron Energy BV MultiPlus-II 48/3000/35-32 230V GX | 36.8 |  |  | Shangahi PYTES Energy Co Ltd | E-BOX 48100R | 8 | Victron Energy BV | MultiPlus-II 48/3000/35-32 230V GX | PYTES | 13/11/2026
2024-05-17 | HBS12329 | Shangahi PYTES Energy Co Ltd E-BOX 48100R (x9) w/ Victron Energy BV MultiPlus-II 48/3000/35-32 230V GX | 41.4 |  |  | Shangahi PYTES Energy Co Ltd | E-BOX 48100R | 9 | Victron Energy BV | MultiPlus-II 48/3000/35-32 230V GX | PYTES | 13/11/2026
2024-05-17 | HBS12330 | Shangahi PYTES Energy Co Ltd E-BOX 48100R (x10) w/ Victron Energy BV MultiPlus-II 48/3000/35-32 230V GX | 46 |  |  | Shangahi PYTES Energy Co Ltd | E-BOX 48100R | 10 | Victron Energy BV | MultiPlus-II 48/3000/35-32 230V GX | PYTES | 13/11/2026
2024-05-17 | HBS12331 | Shangahi PYTES Energy Co Ltd E-BOX 48100R (x11) w/ Victron Energy BV MultiPlus-II 48/3000/35-32 230V GX | 50.6 |  |  | Shangahi PYTES Energy Co Ltd | E-BOX 48100R | 11 | Victron Energy BV | MultiPlus-II 48/3000/35-32 230V GX | PYTES | 13/11/2026
2024-05-17 | HBS12332 | Shangahi PYTES Energy Co Ltd E-BOX 48100R (x12) w/ Victron Energy BV MultiPlus-II 48/3000/35-32 230V GX | 55.2 |  |  | Shangahi PYTES Energy Co Ltd | E-BOX 48100R | 12 | Victron Energy BV | MultiPlus-II 48/3000/35-32 230V GX | PYTES | 13/11/2026
2024-05-17 | HBS12333 | Shangahi PYTES Energy Co Ltd E-BOX 48100R (x13) w/ Victron Energy BV MultiPlus-II 48/3000/35-32 230V GX | 59.8 |  |  | Shangahi PYTES Energy Co Ltd | E-BOX 48100R | 13 | Victron Energy BV | MultiPlus-II 48/3000/35-32 230V GX | PYTES | 13/11/2026
2024-05-17 | HBS12334 | Shangahi PYTES Energy Co Ltd E-BOX 48100R (x14) w/ Victron Energy BV MultiPlus-II 48/3000/35-32 230V GX | 64.4 |  |  | Shangahi PYTES Energy Co Ltd | E-BOX 48100R | 14 | Victron Energy BV | MultiPlus-II 48/3000/35-32 230V GX | PYTES | 13/11/2026
2024-05-17 | HBS12335 | Shangahi PYTES Energy Co Ltd E-BOX 48100R (x15) w/ Victron Energy BV MultiPlus-II 48/3000/35-32 230V GX | 69 |  |  | Shangahi PYTES Energy Co Ltd | E-BOX 48100R | 15 | Victron Energy BV | MultiPlus-II 48/3000/35-32 230V GX | PYTES | 13/11/2026
2024-05-17 | HBS12336 | Shangahi PYTES Energy Co Ltd E-BOX 48100R (x16) w/ Victron Energy BV MultiPlus-II 48/3000/35-32 230V GX | 73.6 |  |  | Shangahi PYTES Energy Co Ltd | E-BOX 48100R | 16 | Victron Energy BV | MultiPlus-II 48/3000/35-32 230V GX | PYTES | 13/11/2026
2024-05-17 | HBS12337 | Shangahi PYTES Energy Co Ltd E-BOX 48100R (x17) w/ Victron Energy BV MultiPlus-II 48/3000/35-32 230V GX | 78.2 |  |  | Shangahi PYTES Energy Co Ltd | E-BOX 48100R | 17 | Victron Energy BV | MultiPlus-II 48/3000/35-32 230V GX | PYTES | 13/11/2026
2024-05-17 | HBS12338 | Shangahi PYTES Energy Co Ltd E-BOX 48100R (x18) w/ Victron Energy BV MultiPlus-II 48/3000/35-32 230V GX | 82.8 |  |  | Shangahi PYTES Energy Co Ltd | E-BOX 48100R | 18 | Victron Energy BV | MultiPlus-II 48/3000/35-32 230V GX | PYTES | 13/11/2026
2024-05-17 | HBS12339 | Shangahi PYTES Energy Co Ltd E-BOX 48100R (x19) w/ Victron Energy BV MultiPlus-II 48/3000/35-32 230V GX | 87.4 |  |  | Shangahi PYTES Energy Co Ltd | E-BOX 48100R | 19 | Victron Energy BV | MultiPlus-II 48/3000/35-32 230V GX | PYTES | 13/11/2026
2024-05-17 | HBS12340 | Shangahi PYTES Energy Co Ltd E-BOX 48100R (x20) w/ Victron Energy BV MultiPlus-II 48/3000/35-32 230V GX | 92 |  |  | Shangahi PYTES Energy Co Ltd | E-BOX 48100R | 20 | Victron Energy BV | MultiPlus-II 48/3000/35-32 230V GX | PYTES | 13/11/2026
2024-05-17 | HBS12341 | Shangahi PYTES Energy Co Ltd E-BOX 48100R (x2) w/ Victron Energy BV MultiPlus-II 48/5000/70-50 230V GX | 9.2 |  |  | Shangahi PYTES Energy Co Ltd | E-BOX 48100R | 2 | Victron Energy BV | MultiPlus-II 48/5000/70-50 230V GX | PYTES | 13/11/2026
2024-05-17 | HBS12342 | Shangahi PYTES Energy Co Ltd E-BOX 48100R (x3) w/ Victron Energy BV MultiPlus-II 48/5000/70-50 230V GX | 13.8 |  |  | Shangahi PYTES Energy Co Ltd | E-BOX 48100R | 3 | Victron Energy BV | MultiPlus-II 48/5000/70-50 230V GX | PYTES | 13/11/2026
2024-05-17 | HBS12343 | Shangahi PYTES Energy Co Ltd E-BOX 48100R (x4) w/ Victron Energy BV MultiPlus-II 48/5000/70-50 230V GX | 18.4 |  |  | Shangahi PYTES Energy Co Ltd | E-BOX 48100R | 4 | Victron Energy BV | MultiPlus-II 48/5000/70-50 230V GX | PYTES | 13/11/2026
2024-05-17 | HBS12344 | Shangahi PYTES Energy Co Ltd E-BOX 48100R (x5) w/ Victron Energy BV MultiPlus-II 48/5000/70-50 230V GX | 23 |  |  | Shangahi PYTES Energy Co Ltd | E-BOX 48100R | 5 | Victron Energy BV | MultiPlus-II 48/5000/70-50 230V GX | PYTES | 13/11/2026
2024-05-17 | HBS12345 | Shangahi PYTES Energy Co Ltd E-BOX 48100R (x6) w/ Victron Energy BV MultiPlus-II 48/5000/70-50 230V GX | 27.6 |  |  | Shangahi PYTES Energy Co Ltd | E-BOX 48100R | 6 | Victron Energy BV | MultiPlus-II 48/5000/70-50 230V GX | PYTES | 13/11/2026
2024-05-17 | HBS12346 | Shangahi PYTES Energy Co Ltd E-BOX 48100R (x7) w/ Victron Energy BV MultiPlus-II 48/5000/70-50 230V GX | 32.2 |  |  | Shangahi PYTES Energy Co Ltd | E-BOX 48100R | 7 | Victron Energy BV | MultiPlus-II 48/5000/70-50 230V GX | PYTES | 13/11/2026
2024-05-17 | HBS12347 | Shangahi PYTES Energy Co Ltd E-BOX 48100R (x8) w/ Victron Energy BV MultiPlus-II 48/5000/70-50 230V GX | 36.8 |  |  | Shangahi PYTES Energy Co Ltd | E-BOX 48100R | 8 | Victron Energy BV | MultiPlus-II 48/5000/70-50 230V GX | PYTES | 13/11/2026
2024-05-17 | HBS12348 | Shangahi PYTES Energy Co Ltd E-BOX 48100R (x9) w/ Victron Energy BV MultiPlus-II 48/5000/70-50 230V GX | 41.4 |  |  | Shangahi PYTES Energy Co Ltd | E-BOX 48100R | 9 | Victron Energy BV | MultiPlus-II 48/5000/70-50 230V GX | PYTES | 13/11/2026
2024-05-17 | HBS12349 | Shangahi PYTES Energy Co Ltd E-BOX 48100R (x10) w/ Victron Energy BV MultiPlus-II 48/5000/70-50 230V GX | 46 |  |  | Shangahi PYTES Energy Co Ltd | E-BOX 48100R | 10 | Victron Energy BV | MultiPlus-II 48/5000/70-50 230V GX | PYTES | 13/11/2026
2024-05-17 | HBS12350 | Shangahi PYTES Energy Co Ltd E-BOX 48100R (x11) w/ Victron Energy BV MultiPlus-II 48/5000/70-50 230V GX | 50.6 |  |  | Shangahi PYTES Energy Co Ltd | E-BOX 48100R | 11 | Victron Energy BV | MultiPlus-II 48/5000/70-50 230V GX | PYTES | 13/11/2026
2024-05-17 | HBS12351 | Shangahi PYTES Energy Co Ltd E-BOX 48100R (x12) w/ Victron Energy BV MultiPlus-II 48/5000/70-50 230V GX | 55.2 |  |  | Shangahi PYTES Energy Co Ltd | E-BOX 48100R | 12 | Victron Energy BV | MultiPlus-II 48/5000/70-50 230V GX | PYTES | 13/11/2026
2024-05-17 | HBS12352 | Shangahi PYTES Energy Co Ltd E-BOX 48100R (x13) w/ Victron Energy BV MultiPlus-II 48/5000/70-50 230V GX | 59.8 |  |  | Shangahi PYTES Energy Co Ltd | E-BOX 48100R | 13 | Victron Energy BV | MultiPlus-II 48/5000/70-50 230V GX | PYTES | 13/11/2026
2024-05-17 | HBS12353 | Shangahi PYTES Energy Co Ltd E-BOX 48100R (x14) w/ Victron Energy BV MultiPlus-II 48/5000/70-50 230V GX | 64.4 |  |  | Shangahi PYTES Energy Co Ltd | E-BOX 48100R | 14 | Victron Energy BV | MultiPlus-II 48/5000/70-50 230V GX | PYTES | 13/11/2026
2024-05-17 | HBS12354 | Shangahi PYTES Energy Co Ltd E-BOX 48100R (x15) w/ Victron Energy BV MultiPlus-II 48/5000/70-50 230V GX | 69 |  |  | Shangahi PYTES Energy Co Ltd | E-BOX 48100R | 15 | Victron Energy BV | MultiPlus-II 48/5000/70-50 230V GX | PYTES | 13/11/2026
2024-05-17 | HBS12355 | Shangahi PYTES Energy Co Ltd E-BOX 48100R (x16) w/ Victron Energy BV MultiPlus-II 48/5000/70-50 230V GX | 73.6 |  |  | Shangahi PYTES Energy Co Ltd | E-BOX 48100R | 16 | Victron Energy BV | MultiPlus-II 48/5000/70-50 230V GX | PYTES | 13/11/2026
2024-05-17 | HBS12356 | Shangahi PYTES Energy Co Ltd E-BOX 48100R (x17) w/ Victron Energy BV MultiPlus-II 48/5000/70-50 230V GX | 78.2 |  |  | Shangahi PYTES Energy Co Ltd | E-BOX 48100R | 17 | Victron Energy BV | MultiPlus-II 48/5000/70-50 230V GX | PYTES | 13/11/2026
2024-05-17 | HBS12357 | Shangahi PYTES Energy Co Ltd E-BOX 48100R (x18) w/ Victron Energy BV MultiPlus-II 48/5000/70-50 230V GX | 82.8 |  |  | Shangahi PYTES Energy Co Ltd | E-BOX 48100R | 18 | Victron Energy BV | MultiPlus-II 48/5000/70-50 230V GX | PYTES | 13/11/2026
2024-05-17 | HBS12358 | Shangahi PYTES Energy Co Ltd E-BOX 48100R (x19) w/ Victron Energy BV MultiPlus-II 48/5000/70-50 230V GX | 87.4 |  |  | Shangahi PYTES Energy Co Ltd | E-BOX 48100R | 19 | Victron Energy BV | MultiPlus-II 48/5000/70-50 230V GX | PYTES | 13/11/2026
2024-05-17 | HBS12359 | Shangahi PYTES Energy Co Ltd E-BOX 48100R (x20) w/ Victron Energy BV MultiPlus-II 48/5000/70-50 230V GX | 92 |  |  | Shangahi PYTES Energy Co Ltd | E-BOX 48100R | 20 | Victron Energy BV | MultiPlus-II 48/5000/70-50 230V GX | PYTES | 13/11/2026
2024-05-20 | HBS12360 | FoxESS Co Ltd ECS2900-H3 (x3) w/ FoxESS Co Ltd H1-3.0-E-G2 | 8.64 |  |  | FoxESS Co Ltd | ECS2900-H3 | 3 | FoxESS Co Ltd | H1-3.0-E-G2 | FoxESS Co Ltd | 2027-02-01
2024-05-20 | HBS12361 | FoxESS Co Ltd ECS2900-H3 (x3) w/ FoxESS Co Ltd H1-3.7-E-G2 | 8.64 |  |  | FoxESS Co Ltd | ECS2900-H3 | 3 | FoxESS Co Ltd | H1-3.7-E-G2 | FoxESS Co Ltd | 2027-02-01
2024-05-20 | HBS12362 | FoxESS Co Ltd ECS2900-H3 (x3) w/ FoxESS Co Ltd H1-4.6-E-G2 | 8.64 |  |  | FoxESS Co Ltd | ECS2900-H3 | 3 | FoxESS Co Ltd | H1-4.6-E-G2 | FoxESS Co Ltd | 2027-02-01
2024-05-20 | HBS12363 | FoxESS Co Ltd ECS2900-H3 (x3) w/ FoxESS Co Ltd H1-5.0-E-G2 | 8.64 |  |  | FoxESS Co Ltd | ECS2900-H3 | 3 | FoxESS Co Ltd | H1-5.0-E-G2 | FoxESS Co Ltd | 2027-02-01
2024-05-20 | HBS12364 | FoxESS Co Ltd ECS2900-H3 (x3) w/ FoxESS Co Ltd H1-6.0-E-G2 | 8.64 |  |  | FoxESS Co Ltd | ECS2900-H3 | 3 | FoxESS Co Ltd | H1-6.0-E-G2 | FoxESS Co Ltd | 2027-02-01
2024-05-20 | HBS12365 | FoxESS Co Ltd ECS2900-H4 (x4) w/ FoxESS Co Ltd H1-3.0-E-G2 | 11.52 |  |  | FoxESS Co Ltd | ECS2900-H4 | 4 | FoxESS Co Ltd | H1-3.0-E-G2 | FoxESS Co Ltd | 2027-02-01
2024-05-20 | HBS12366 | FoxESS Co Ltd ECS2900-H4 (x4) w/ FoxESS Co Ltd H1-3.7-E-G2 | 11.52 |  |  | FoxESS Co Ltd | ECS2900-H4 | 4 | FoxESS Co Ltd | H1-3.7-E-G2 | FoxESS Co Ltd | 2027-02-01
2024-05-20 | HBS12367 | FoxESS Co Ltd ECS2900-H4 (x4) w/ FoxESS Co Ltd H1-4.6-E-G2 | 11.52 |  |  | FoxESS Co Ltd | ECS2900-H4 | 4 | FoxESS Co Ltd | H1-4.6-E-G2 | FoxESS Co Ltd | 2027-02-01
2024-05-20 | HBS12368 | FoxESS Co Ltd ECS2900-H4 (x4) w/ FoxESS Co Ltd H1-5.0-E-G2 | 11.52 |  |  | FoxESS Co Ltd | ECS2900-H4 | 4 | FoxESS Co Ltd | H1-5.0-E-G2 | FoxESS Co Ltd | 2027-02-01
2024-05-20 | HBS12369 | FoxESS Co Ltd ECS2900-H4 (x4) w/ FoxESS Co Ltd H1-6.0-E-G2 | 11.52 |  |  | FoxESS Co Ltd | ECS2900-H4 | 4 | FoxESS Co Ltd | H1-6.0-E-G2 | FoxESS Co Ltd | 2027-02-01
2024-05-20 | HBS12370 | FoxESS Co Ltd ECS2900-H5 (x5) w/ FoxESS Co Ltd H1-3.0-E-G2 | 14.4 |  |  | FoxESS Co Ltd | ECS2900-H5 | 5 | FoxESS Co Ltd | H1-3.0-E-G2 | FoxESS Co Ltd | 2027-02-01
2024-05-20 | HBS12371 | FoxESS Co Ltd ECS2900-H5 (x5) w/ FoxESS Co Ltd H1-3.7-E-G2 | 14.4 |  |  | FoxESS Co Ltd | ECS2900-H5 | 5 | FoxESS Co Ltd | H1-3.7-E-G2 | FoxESS Co Ltd | 2027-02-01
2024-05-20 | HBS12372 | FoxESS Co Ltd ECS2900-H5 (x5) w/ FoxESS Co Ltd H1-4.6-E-G2 | 14.4 |  |  | FoxESS Co Ltd | ECS2900-H5 | 5 | FoxESS Co Ltd | H1-4.6-E-G2 | FoxESS Co Ltd | 2027-02-01
2024-05-20 | HBS12373 | FoxESS Co Ltd ECS2900-H5 (x5) w/ FoxESS Co Ltd H1-5.0-E-G2 | 14.4 |  |  | FoxESS Co Ltd | ECS2900-H5 | 5 | FoxESS Co Ltd | H1-5.0-E-G2 | FoxESS Co Ltd | 2027-02-01
2024-05-20 | HBS12374 | FoxESS Co Ltd ECS2900-H5 (x5) w/ FoxESS Co Ltd H1-6.0-E-G2 | 14.4 |  |  | FoxESS Co Ltd | ECS2900-H5 | 5 | FoxESS Co Ltd | H1-6.0-E-G2 | FoxESS Co Ltd | 2027-02-01
2024-05-20 | HBS12375 | FoxESS Co Ltd ECS2900-H6 (x6) w/ FoxESS Co Ltd H1-3.0E-G2 | 17.28 |  |  | FoxESS Co Ltd | ECS2900-H6 | 6 | FoxESS Co Ltd | H1-3.0E-G2 | FoxESS Co Ltd | 2027-02-01
2024-05-20 | HBS12376 | FoxESS Co Ltd ECS2900-H6 (x6) w/ FoxESS Co Ltd H1-3.7-E-G2 | 17.28 |  |  | FoxESS Co Ltd | ECS2900-H6 | 6 | FoxESS Co Ltd | H1-3.7-E-G2 | FoxESS Co Ltd | 2027-02-01
2024-05-20 | HBS12377 | FoxESS Co Ltd ECS2900-H6 (x6) w/ FoxESS Co Ltd H1-4.6-E-G2 | 17.28 |  |  | FoxESS Co Ltd | ECS2900-H6 | 6 | FoxESS Co Ltd | H1-4.6-E-G2 | FoxESS Co Ltd | 2027-02-01
2024-05-20 | HBS12378 | FoxESS Co Ltd ECS2900-H6 (x6) w/ FoxESS Co Ltd H1-5.0-E-G2 | 17.28 |  |  | FoxESS Co Ltd | ECS2900-H6 | 6 | FoxESS Co Ltd | H1-5.0-E-G2 | FoxESS Co Ltd | 2027-02-01
2024-05-20 | HBS12379 | FoxESS Co Ltd ECS2900-H6 (x6) w/ FoxESS Co Ltd H1-6.0-E-G2 | 17.28 |  |  | FoxESS Co Ltd | ECS2900-H6 | 6 | FoxESS Co Ltd | H1-6.0-E-G2 | FoxESS Co Ltd | 2027-02-01
2024-05-20 | HBS12380 | FoxESS Co Ltd ECS2900-H7 (x7) w/ FoxESS Co Ltd H1-3.0-E-G2 | 20.16 |  |  | FoxESS Co Ltd | ECS2900-H7 | 7 | FoxESS Co Ltd | H1-3.0-E-G2 | FoxESS Co Ltd | 2027-02-01
2024-05-20 | HBS12381 | FoxESS Co Ltd ECS2900-H7 (x7) w/ FoxESS Co Ltd H1-3.7-E-G2 | 20.16 |  |  | FoxESS Co Ltd | ECS2900-H7 | 7 | FoxESS Co Ltd | H1-3.7-E-G2 | FoxESS Co Ltd | 2027-02-01
2024-05-20 | HBS12382 | FoxESS Co Ltd ECS2900-H7 (x7) w/ FoxESS Co Ltd H1-4.6-E-G2 | 20.16 |  |  | FoxESS Co Ltd | ECS2900-H7 | 7 | FoxESS Co Ltd | H1-4.6-E-G2 | FoxESS Co Ltd | 2027-02-01
2024-05-20 | HBS12383 | FoxESS Co Ltd ECS2900-H7 (x7) w/ FoxESS Co Ltd H1-5.0-E-G2 | 20.16 |  |  | FoxESS Co Ltd | ECS2900-H7 | 7 | FoxESS Co Ltd | H1-5.0-E-G2 | FoxESS Co Ltd | 2027-02-01
2024-05-20 | HBS12384 | FoxESS Co Ltd ECS2900-H7 (x7) w/ FoxESS Co Ltd H1-6.0-E-G2 | 20.16 |  |  | FoxESS Co Ltd | ECS2900-H7 | 7 | FoxESS Co Ltd | H1-6.0-E-G2 | FoxESS Co Ltd | 2027-02-01
2024-05-20 | HBS12385 | FoxESS Co Ltd ECS4800-H2 (x2) w/ FoxESS Co Ltd H1-3.0-E-G2 | 9.32 |  |  | FoxESS Co Ltd | ECS4800-H2 | 2 | FoxESS Co Ltd | H1-3.0-E-G2 | FoxESS Co Ltd | 2027-02-01
2024-05-20 | HBS12386 | FoxESS Co Ltd ECS4800-H2 (x2) w/ FoxESS Co Ltd H1-3.7-E-G2 | 9.32 |  |  | FoxESS Co Ltd | ECS4800-H2 | 2 | FoxESS Co Ltd | H1-3.7-E-G2 | FoxESS Co Ltd | 2027-02-01
2024-05-20 | HBS12387 | FoxESS Co Ltd ECS4800-H2 (x2) w/ FoxESS Co Ltd H1-4.6-E-G2 | 9.32 |  |  | FoxESS Co Ltd | ECS4800-H2 | 2 | FoxESS Co Ltd | H1-4.6-E-G2 | FoxESS Co Ltd | 2027-02-01
2024-05-20 | HBS12388 | FoxESS Co Ltd ECS4800-H2 (x2) w/ FoxESS Co Ltd H1-5.0-E-G2 | 9.32 |  |  | FoxESS Co Ltd | ECS4800-H2 | 2 | FoxESS Co Ltd | H1-5.0-E-G2 | FoxESS Co Ltd | 2027-02-01
2024-05-20 | HBS12389 | FoxESS Co Ltd ECS4800-H2 (x2) w/ FoxESS Co Ltd H1-6.0-E-G2 | 9.32 |  |  | FoxESS Co Ltd | ECS4800-H2 | 2 | FoxESS Co Ltd | H1-6.0-E-G2 | FoxESS Co Ltd | 2027-02-01
2024-05-20 | HBS12390 | FoxESS Co Ltd ECS4800-H3 (x3) w/ FoxESS Co Ltd H1-3.0-E-G2 | 13.98 |  |  | FoxESS Co Ltd | ECS4800-H3 | 3 | FoxESS Co Ltd | H1-3.0-E-G2 | FoxESS Co Ltd | 2027-02-01
2024-05-20 | HBS12391 | FoxESS Co Ltd ECS4800-H3 (x3) w/ FoxESS Co Ltd H1-3.7-E-G2 | 13.98 |  |  | FoxESS Co Ltd | ECS4800-H3 | 3 | FoxESS Co Ltd | H1-3.7-E-G2 | FoxESS Co Ltd | 2027-02-01
2024-05-20 | HBS12392 | FoxESS Co Ltd ECS4800-H3 (x3) w/ FoxESS Co Ltd H1-4.6-E-G2 | 13.98 |  |  | FoxESS Co Ltd | ECS4800-H3 | 3 | FoxESS Co Ltd | H1-4.6-E-G2 | FoxESS Co Ltd | 2027-02-01
2024-05-20 | HBS12393 | FoxESS Co Ltd ECS4800-H3 (x3) w/ FoxESS Co Ltd H1-5.0-E-G2 | 13.98 |  |  | FoxESS Co Ltd | ECS4800-H3 | 3 | FoxESS Co Ltd | H1-5.0-E-G2 | FoxESS Co Ltd | 2027-02-01
2024-05-20 | HBS12394 | FoxESS Co Ltd ECS4800-H3 (x3) w/ FoxESS Co Ltd H1-6.0-E-G2 | 13.98 |  |  | FoxESS Co Ltd | ECS4800-H3 | 3 | FoxESS Co Ltd | H1-6.0-E-G2 | FoxESS Co Ltd | 2027-02-01
2024-05-20 | HBS12395 | FoxESS Co Ltd ECS4800-H4 (x4) w/ FoxESS Co Ltd H1-3.0-E-G2 | 18.64 |  |  | FoxESS Co Ltd | ECS4800-H4 | 4 | FoxESS Co Ltd | H1-3.0-E-G2 | FoxESS Co Ltd | 2027-02-01
2024-05-20 | HBS12396 | FoxESS Co Ltd ECS4800-H4 (x4) w/ FoxESS Co Ltd H1-3.7-E-G2 | 18.64 |  |  | FoxESS Co Ltd | ECS4800-H4 | 4 | FoxESS Co Ltd | H1-3.7-E-G2 | FoxESS Co Ltd | 2027-02-01
2024-05-20 | HBS12397 | FoxESS Co Ltd ECS4800-H4 (x4) w/ FoxESS Co Ltd H1-4.6-E-G2 | 18.64 |  |  | FoxESS Co Ltd | ECS4800-H4 | 4 | FoxESS Co Ltd | H1-4.6-E-G2 | FoxESS Co Ltd | 2027-02-01
2024-05-20 | HBS12398 | FoxESS Co Ltd ECS4800-H4 (x4) w/ FoxESS Co Ltd H1-5.0-E-G2 | 18.64 |  |  | FoxESS Co Ltd | ECS4800-H4 | 4 | FoxESS Co Ltd | H1-5.0-E-G2 | FoxESS Co Ltd | 2027-02-01
2024-05-20 | HBS12399 | FoxESS Co Ltd ECS4800-H4 (x4) w/ FoxESS Co Ltd H1-6.0-E-G2 | 18.64 |  |  | FoxESS Co Ltd | ECS4800-H4 | 4 | FoxESS Co Ltd | H1-6.0-E-G2 | FoxESS Co Ltd | 2027-02-01
2024-05-20 | HBS12400 | FoxESS Co Ltd ECS4800-H5 (x5) w/ FoxESS Co Ltd H1-3.0-E-G2 | 23.3 |  |  | FoxESS Co Ltd | ECS4800-H5 | 5 | FoxESS Co Ltd | H1-3.0-E-G2 | FoxESS Co Ltd | 2027-02-01
2024-05-20 | HBS12401 | FoxESS Co Ltd ECS4800-H5 (x5) w/ FoxESS Co Ltd H1-3.7-E-G2 | 23.3 |  |  | FoxESS Co Ltd | ECS4800-H5 | 5 | FoxESS Co Ltd | H1-3.7-E-G2 | FoxESS Co Ltd | 2027-02-01
2024-05-20 | HBS12402 | FoxESS Co Ltd ECS4800-H5 (x5) w/ FoxESS Co Ltd H1-4.6-E-G2 | 23.3 |  |  | FoxESS Co Ltd | ECS4800-H5 | 5 | FoxESS Co Ltd | H1-4.6-E-G2 | FoxESS Co Ltd | 2027-02-01
2024-05-20 | HBS12403 | FoxESS Co Ltd ECS4800-H5 (x5) w/ FoxESS Co Ltd H1-5.0-E-G2 | 23.3 |  |  | FoxESS Co Ltd | ECS4800-H5 | 5 | FoxESS Co Ltd | H1-5.0-E-G2 | FoxESS Co Ltd | 2027-02-01
2024-05-20 | HBS12404 | FoxESS Co Ltd ECS4800-H5 (x5) w/ FoxESS Co Ltd H1-6.0-E-G2 | 23.3 |  |  | FoxESS Co Ltd | ECS4800-H5 | 5 | FoxESS Co Ltd | H1-6.0-E-G2 | FoxESS Co Ltd | 2027-02-01
2024-05-20 | HBS12405 | FoxESS Co Ltd ECS4800-H6 (x6) w/ FoxESS Co Ltd H1-3.0-E-G2 | 27.96 |  |  | FoxESS Co Ltd | ECS4800-H6 | 6 | FoxESS Co Ltd | H1-3.0-E-G2 | FoxESS Co Ltd | 2027-02-01
2024-05-20 | HBS12406 | FoxESS Co Ltd ECS4800-H6 (x6) w/ FoxESS Co Ltd H1-3.7-E-G2 | 27.96 |  |  | FoxESS Co Ltd | ECS4800-H6 | 6 | FoxESS Co Ltd | H1-3.7-E-G2 | FoxESS Co Ltd | 2027-02-01
2024-05-20 | HBS12407 | FoxESS Co Ltd ECS4800-H6 (x6) w/ FoxESS Co Ltd H1-4.6-E-G2 | 27.96 |  |  | FoxESS Co Ltd | ECS4800-H6 | 6 | FoxESS Co Ltd | H1-4.6-E-G2 | FoxESS Co Ltd | 2027-02-01
2024-05-20 | HBS12408 | FoxESS Co Ltd ECS4800-H6 (x6) w/ FoxESS Co Ltd H1-5.0-E-G2 | 27.96 |  |  | FoxESS Co Ltd | ECS4800-H6 | 6 | FoxESS Co Ltd | H1-5.0-E-G2 | FoxESS Co Ltd | 2027-02-01
2024-05-20 | HBS12409 | FoxESS Co Ltd ECS4800-H6 (x6) w/ FoxESS Co Ltd H1-6.0-E-G2 | 27.96 |  |  | FoxESS Co Ltd | ECS4800-H6 | 6 | FoxESS Co Ltd | H1-6.0-E-G2 | FoxESS Co Ltd | 2027-02-01
2024-05-20 | HBS12410 | FoxESS Co Ltd ECS4800-H7 (x7) w/ FoxESS Co Ltd H1-3.0-E-G2 | 32.62 |  |  | FoxESS Co Ltd | ECS4800-H7 | 7 | FoxESS Co Ltd | H1-3.0-E-G2 | FoxESS Co Ltd | 2027-02-01
2024-05-20 | HBS12411 | FoxESS Co Ltd ECS4800-H7 (x7) w/ FoxESS Co Ltd H1-3.7-E-G2 | 32.62 |  |  | FoxESS Co Ltd | ECS4800-H7 | 7 | FoxESS Co Ltd | H1-3.7-E-G2 | FoxESS Co Ltd | 2027-02-01
2024-05-20 | HBS12412 | FoxESS Co Ltd ECS4800-H7 (x7) w/ FoxESS Co Ltd H1-4.6-E-G2 | 32.62 |  |  | FoxESS Co Ltd | ECS4800-H7 | 7 | FoxESS Co Ltd | H1-4.6-E-G2 | FoxESS Co Ltd | 2027-02-01
2024-05-20 | HBS12413 | FoxESS Co Ltd ECS4800-H7 (x7) w/ FoxESS Co Ltd H1-5.0-E-G2 | 32.62 |  |  | FoxESS Co Ltd | ECS4800-H7 | 7 | FoxESS Co Ltd | H1-5.0-E-G2 | FoxESS Co Ltd | 2027-02-01
2024-05-20 | HBS12414 | FoxESS Co Ltd ECS4800-H7 (x7) w/ FoxESS Co Ltd H1-6.0-E-G2 | 32.62 |  |  | FoxESS Co Ltd | ECS4800-H7 | 7 | FoxESS Co Ltd | H1-6.0-E-G2 | FoxESS Co Ltd | 2027-02-01
2024-05-22 | HBS12415 | Hiconics Eco-energy Drive Technology Co., Ltd. HEC-S B 10K (x2) w/ Hiconics Eco-energy Drive Technology Co., Ltd. HEC-S 3K | 9.2 |  |  | Hiconics Eco-energy Drive Technology Co., Ltd. | HEC-S B 10K | 2 | Hiconics Eco-energy Drive Technology Co., Ltd. | HEC-S 3K | Hiconics | 27/07/2026
2024-05-22 | HBS12416 | Hiconics Eco-energy Drive Technology Co., Ltd. HEC-S B 15K (x3) w/ Hiconics Eco-energy Drive Technology Co., Ltd. HEC-S 3K | 13.8 |  |  | Hiconics Eco-energy Drive Technology Co., Ltd. | HEC-S B 15K | 3 | Hiconics Eco-energy Drive Technology Co., Ltd. | HEC-S 3K | Hiconics | 27/07/2026
2024-05-22 | HBS12417 | Hiconics Eco-energy Drive Technology Co., Ltd. HEC-S B 20K (x4) w/ Hiconics Eco-energy Drive Technology Co., Ltd. HEC-S 3K | 18.4 |  |  | Hiconics Eco-energy Drive Technology Co., Ltd. | HEC-S B 20K | 4 | Hiconics Eco-energy Drive Technology Co., Ltd. | HEC-S 3K | Hiconics | 27/07/2026
2024-05-22 | HBS12418 | Hiconics Eco-energy Drive Technology Co., Ltd. HEC-S B 10K (x2) w/ Hiconics Eco-energy Drive Technology Co., Ltd. HEC-S 5K | 9.2 |  |  | Hiconics Eco-energy Drive Technology Co., Ltd. | HEC-S B 10K | 2 | Hiconics Eco-energy Drive Technology Co., Ltd. | HEC-S 5K | Hiconics | 27/07/2026
2024-05-22 | HBS12419 | Hiconics Eco-energy Drive Technology Co., Ltd. HEC-S B 15K (x3) w/ Hiconics Eco-energy Drive Technology Co., Ltd. HEC-S 5K | 13.8 |  |  | Hiconics Eco-energy Drive Technology Co., Ltd. | HEC-S B 15K | 3 | Hiconics Eco-energy Drive Technology Co., Ltd. | HEC-S 5K | Hiconics | 27/07/2026
2024-05-22 | HBS12420 | Hiconics Eco-energy Drive Technology Co., Ltd. HEC-S B 20K (x4) w/ Hiconics Eco-energy Drive Technology Co., Ltd. HEC-S 5K | 18.4 |  |  | Hiconics Eco-energy Drive Technology Co., Ltd. | HEC-S B 20K | 4 | Hiconics Eco-energy Drive Technology Co., Ltd. | HEC-S 5K | Hiconics | 27/07/2026
2024-06-12 | HBS12421 | Shenzhen Growatt New Energy Co Ltd APX 10.0P-S1 (x1) w/ Shenzhen Growatt New Energy Co Ltd MOD 5000TL3-XH Eastron SDM630MCT | 9 |  |  | Shenzhen Growatt New Energy Co Ltd | APX 10.0P-S1 | 1 | Shenzhen Growatt New Energy Co Ltd | MOD 5000TL3-XH | Growatt | 2026-07-25
2024-06-12 | HBS12422 | Shenzhen Growatt New Energy Co Ltd APX 15.0P-S1 (x1) w/ Shenzhen Growatt New Energy Co Ltd MOD 5000TL3-XH Eastron SDM630MCT | 13.5 |  |  | Shenzhen Growatt New Energy Co Ltd | APX 15.0P-S1 | 1 | Shenzhen Growatt New Energy Co Ltd | MOD 5000TL3-XH | Growatt | 2026-07-25
2024-06-12 | HBS12423 | Shenzhen Growatt New Energy Co Ltd APX 20.0P-S1 (x1) w/ Shenzhen Growatt New Energy Co Ltd MOD 5000TL3-XH Eastron SDM630MCT | 18 |  |  | Shenzhen Growatt New Energy Co Ltd | APX 20.0P-S1 | 1 | Shenzhen Growatt New Energy Co Ltd | MOD 5000TL3-XH | Growatt | 2026-07-25
2024-06-12 | HBS12424 | Shenzhen Growatt New Energy Co Ltd APX 25.0P-S1 (x1) w/ Shenzhen Growatt New Energy Co Ltd MOD 5000TL3-XH Eastron SDM630MCT | 22.5 |  |  | Shenzhen Growatt New Energy Co Ltd | APX 25.0P-S1 | 1 | Shenzhen Growatt New Energy Co Ltd | MOD 5000TL3-XH | Growatt | 2026-07-25
2024-06-12 | HBS12425 | Shenzhen Growatt New Energy Co Ltd APX 30.0P-S1 (x1) w/ Shenzhen Growatt New Energy Co Ltd MOD 5000TL3-XH Eastron SDM630MCT | 27 |  |  | Shenzhen Growatt New Energy Co Ltd | APX 30.0P-S1 | 1 | Shenzhen Growatt New Energy Co Ltd | MOD 5000TL3-XH | Growatt | 2026-07-25
2024-06-12 | HBS12426 | Shenzhen Growatt New Energy Co Ltd APX 10.0P-S1 (x1) w/ Shenzhen Growatt New Energy Co Ltd MOD 6000TL3-XH Eastron SDM630MCT | 9 |  |  | Shenzhen Growatt New Energy Co Ltd | APX 10.0P-S1 | 1 | Shenzhen Growatt New Energy Co Ltd | MOD 6000TL3-XH | Growatt | 2026-07-25
2024-06-12 | HBS12427 | Shenzhen Growatt New Energy Co Ltd APX 15.0P-S1 (x1) w/ Shenzhen Growatt New Energy Co Ltd MOD 6000TL3-XH Eastron SDM630MCT | 13.5 |  |  | Shenzhen Growatt New Energy Co Ltd | APX 15.0P-S1 | 1 | Shenzhen Growatt New Energy Co Ltd | MOD 6000TL3-XH | Growatt | 2026-07-25
2024-06-12 | HBS12428 | Shenzhen Growatt New Energy Co Ltd APX 20.0P-S1 (x1) w/ Shenzhen Growatt New Energy Co Ltd MOD 6000TL3-XH Eastron SDM630MCT | 18 |  |  | Shenzhen Growatt New Energy Co Ltd | APX 20.0P-S1 | 1 | Shenzhen Growatt New Energy Co Ltd | MOD 6000TL3-XH | Growatt | 2026-07-25
2024-06-12 | HBS12429 | Shenzhen Growatt New Energy Co Ltd APX 25.0P-S1 (x1) w/ Shenzhen Growatt New Energy Co Ltd MOD 6000TL3-XH Eastron SDM630MCT | 22.5 |  |  | Shenzhen Growatt New Energy Co Ltd | APX 25.0P-S1 | 1 | Shenzhen Growatt New Energy Co Ltd | MOD 6000TL3-XH | Growatt | 2026-07-25
2024-06-12 | HBS12430 | Shenzhen Growatt New Energy Co Ltd APX 30.0P-S1 (x1) w/ Shenzhen Growatt New Energy Co Ltd MOD 6000TL3-XH Eastron SDM630MCT | 27 |  |  | Shenzhen Growatt New Energy Co Ltd | APX 30.0P-S1 | 1 | Shenzhen Growatt New Energy Co Ltd | MOD 6000TL3-XH | Growatt | 2026-07-25
2024-06-12 | HBS12431 | Shenzhen Growatt New Energy Co Ltd APX 10.0P-S1 (x1) w/ Shenzhen Growatt New Energy Co Ltd MOD 7000TL3-XH Eastron SDM630MCT | 9 |  |  | Shenzhen Growatt New Energy Co Ltd | APX 10.0P-S1 | 1 | Shenzhen Growatt New Energy Co Ltd | MOD 7000TL3-XH | Growatt | 2026-07-25
2024-06-12 | HBS12432 | Shenzhen Growatt New Energy Co Ltd APX 15.0P-S1 (x1) w/ Shenzhen Growatt New Energy Co Ltd MOD 7000TL3-XH Eastron SDM630MCT | 13.5 |  |  | Shenzhen Growatt New Energy Co Ltd | APX 15.0P-S1 | 1 | Shenzhen Growatt New Energy Co Ltd | MOD 7000TL3-XH | Growatt | 2026-07-25
2024-06-12 | HBS12433 | Shenzhen Growatt New Energy Co Ltd APX 20.0P-S1 (x1) w/ Shenzhen Growatt New Energy Co Ltd MOD 7000TL3-XH Eastron SDM630MCT | 18 |  |  | Shenzhen Growatt New Energy Co Ltd | APX 20.0P-S1 | 1 | Shenzhen Growatt New Energy Co Ltd | MOD 7000TL3-XH | Growatt | 2026-07-25
2024-06-12 | HBS12434 | Shenzhen Growatt New Energy Co Ltd APX 25.0P-S1 (x1) w/ Shenzhen Growatt New Energy Co Ltd MOD 7000TL3-XH Eastron SDM630MCT | 22.5 |  |  | Shenzhen Growatt New Energy Co Ltd | APX 25.0P-S1 | 1 | Shenzhen Growatt New Energy Co Ltd | MOD 7000TL3-XH | Growatt | 2026-07-25
2024-06-12 | HBS12435 | Shenzhen Growatt New Energy Co Ltd APX 30.0P-S1 (x1) w/ Shenzhen Growatt New Energy Co Ltd MOD 7000TL3-XH Eastron SDM630MCT | 27 |  |  | Shenzhen Growatt New Energy Co Ltd | APX 30.0P-S1 | 1 | Shenzhen Growatt New Energy Co Ltd | MOD 7000TL3-XH | Growatt | 2026-07-25
2024-06-12 | HBS12436 | Shenzhen Growatt New Energy Co Ltd APX 10.0P-S1 (x1) w/ Shenzhen Growatt New Energy Co Ltd MOD 8000TL3-XH Eastron SDM630MCT | 9 |  |  | Shenzhen Growatt New Energy Co Ltd | APX 10.0P-S1 | 1 | Shenzhen Growatt New Energy Co Ltd | MOD 8000TL3-XH | Growatt | 2026-07-25
2024-06-12 | HBS12437 | Shenzhen Growatt New Energy Co Ltd APX 15.0P-S1 (x1) w/ Shenzhen Growatt New Energy Co Ltd MOD 8000TL3-XH Eastron SDM630MCT | 13.5 |  |  | Shenzhen Growatt New Energy Co Ltd | APX 15.0P-S1 | 1 | Shenzhen Growatt New Energy Co Ltd | MOD 8000TL3-XH | Growatt | 2026-07-25
2024-06-12 | HBS12438 | Shenzhen Growatt New Energy Co Ltd APX 20.0P-S1 (x1) w/ Shenzhen Growatt New Energy Co Ltd MOD 8000TL3-XH Eastron SDM630MCT | 18 |  |  | Shenzhen Growatt New Energy Co Ltd | APX 20.0P-S1 | 1 | Shenzhen Growatt New Energy Co Ltd | MOD 8000TL3-XH | Growatt | 2026-07-25
2024-06-12 | HBS12439 | Shenzhen Growatt New Energy Co Ltd APX 25.0P-S1 (x1) w/ Shenzhen Growatt New Energy Co Ltd MOD 8000TL3-XH Eastron SDM630MCT | 22.5 |  |  | Shenzhen Growatt New Energy Co Ltd | APX 25.0P-S1 | 1 | Shenzhen Growatt New Energy Co Ltd | MOD 8000TL3-XH | Growatt | 2026-07-25
2024-06-12 | HBS12440 | Shenzhen Growatt New Energy Co Ltd APX 30.0P-S1 (x1) w/ Shenzhen Growatt New Energy Co Ltd MOD 8000TL3-XH Eastron SDM630MCT | 27 |  |  | Shenzhen Growatt New Energy Co Ltd | APX 30.0P-S1 | 1 | Shenzhen Growatt New Energy Co Ltd | MOD 8000TL3-XH | Growatt | 2026-07-25
2024-06-12 | HBS12441 | Shenzhen Growatt New Energy Co Ltd APX 10.0P-S1 (x1) w/ Shenzhen Growatt New Energy Co Ltd MOD 9000TL3-XH Eastron SDM630MCT | 9 |  |  | Shenzhen Growatt New Energy Co Ltd | APX 10.0P-S1 | 1 | Shenzhen Growatt New Energy Co Ltd | MOD 9000TL3-XH | Growatt | 2026-07-25
2024-06-12 | HBS12442 | Shenzhen Growatt New Energy Co Ltd APX 15.0P-S1 (x1) w/ Shenzhen Growatt New Energy Co Ltd MOD 9000TL3-XH Eastron SDM630MCT | 13.5 |  |  | Shenzhen Growatt New Energy Co Ltd | APX 15.0P-S1 | 1 | Shenzhen Growatt New Energy Co Ltd | MOD 9000TL3-XH | Growatt | 2026-07-25
2024-06-12 | HBS12443 | Shenzhen Growatt New Energy Co Ltd APX 20.0P-S1 (x1) w/ Shenzhen Growatt New Energy Co Ltd MOD 9000TL3-XH Eastron SDM630MCT | 18 |  |  | Shenzhen Growatt New Energy Co Ltd | APX 20.0P-S1 | 1 | Shenzhen Growatt New Energy Co Ltd | MOD 9000TL3-XH | Growatt | 2026-07-25
2024-06-12 | HBS12444 | Shenzhen Growatt New Energy Co Ltd APX 25.0P-S1 (x1) w/ Shenzhen Growatt New Energy Co Ltd MOD 9000TL3-XH Eastron SDM630MCT | 22.5 |  |  | Shenzhen Growatt New Energy Co Ltd | APX 25.0P-S1 | 1 | Shenzhen Growatt New Energy Co Ltd | MOD 9000TL3-XH | Growatt | 2026-07-25
2024-06-12 | HBS12445 | Shenzhen Growatt New Energy Co Ltd APX 30.0P-S1 (x1) w/ Shenzhen Growatt New Energy Co Ltd MOD 9000TL3-XH Eastron SDM630MCT | 27 |  |  | Shenzhen Growatt New Energy Co Ltd | APX 30.0P-S1 | 1 | Shenzhen Growatt New Energy Co Ltd | MOD 9000TL3-XH | Growatt | 2026-07-25
2024-06-12 | HBS12446 | Shenzhen Growatt New Energy Co Ltd APX 10.0P-S1 (x1) w/ Shenzhen Growatt New Energy Co Ltd MOD 10KTL3-XH Eastron SDM630MCT | 9 |  |  | Shenzhen Growatt New Energy Co Ltd | APX 10.0P-S1 | 1 | Shenzhen Growatt New Energy Co Ltd | MOD 10KTL3-XH | Growatt | 2026-07-25
2024-06-12 | HBS12447 | Shenzhen Growatt New Energy Co Ltd APX 15.0P-S1 (x1) w/ Shenzhen Growatt New Energy Co Ltd MOD 10KTL3-XH Eastron SDM630MCT | 13.5 |  |  | Shenzhen Growatt New Energy Co Ltd | APX 15.0P-S1 | 1 | Shenzhen Growatt New Energy Co Ltd | MOD 10KTL3-XH | Growatt | 2026-07-25
2024-06-12 | HBS12448 | Shenzhen Growatt New Energy Co Ltd APX 20.0P-S1 (x1) w/ Shenzhen Growatt New Energy Co Ltd MOD 10KTL3-XH Eastron SDM630MCT | 18 |  |  | Shenzhen Growatt New Energy Co Ltd | APX 20.0P-S1 | 1 | Shenzhen Growatt New Energy Co Ltd | MOD 10KTL3-XH | Growatt | 2026-07-25
2024-06-12 | HBS12449 | Shenzhen Growatt New Energy Co Ltd APX 25.0P-S1 (x1) w/ Shenzhen Growatt New Energy Co Ltd MOD 10KTL3-XH Eastron SDM630MCT | 22.5 |  |  | Shenzhen Growatt New Energy Co Ltd | APX 25.0P-S1 | 1 | Shenzhen Growatt New Energy Co Ltd | MOD 10KTL3-XH | Growatt | 2026-07-25
2024-06-12 | HBS12450 | Shenzhen Growatt New Energy Co Ltd APX 30.0P-S1 (x1) w/ Shenzhen Growatt New Energy Co Ltd MOD 10KTL3-XH Eastron SDM630MCT | 27 |  |  | Shenzhen Growatt New Energy Co Ltd | APX 30.0P-S1 | 1 | Shenzhen Growatt New Energy Co Ltd | MOD 10KTL3-XH | Growatt | 2026-07-25
2024-06-12 | HBS12451 | Shenzhen Growatt New Energy Co Ltd APX 10.0P-S2 (x1) w/ Shenzhen Growatt New Energy Co Ltd MOD 5000TL3-XH Eastron SDM630MCT | 9 |  |  | Shenzhen Growatt New Energy Co Ltd | APX 10.0P-S2 | 1 | Shenzhen Growatt New Energy Co Ltd | MOD 5000TL3-XH | Growatt | 2026-07-25
2024-06-12 | HBS12452 | Shenzhen Growatt New Energy Co Ltd APX 15.0P-S2 (x1) w/ Shenzhen Growatt New Energy Co Ltd MOD 5000TL3-XH Eastron SDM630MCT | 13.5 |  |  | Shenzhen Growatt New Energy Co Ltd | APX 15.0P-S2 | 1 | Shenzhen Growatt New Energy Co Ltd | MOD 5000TL3-XH | Growatt | 2026-07-25
2024-06-12 | HBS12453 | Shenzhen Growatt New Energy Co Ltd APX 20.0P-S2 (x1) w/ Shenzhen Growatt New Energy Co Ltd MOD 5000TL3-XH Eastron SDM630MCT | 18 |  |  | Shenzhen Growatt New Energy Co Ltd | APX 20.0P-S2 | 1 | Shenzhen Growatt New Energy Co Ltd | MOD 5000TL3-XH | Growatt | 2026-07-25
2024-06-12 | HBS12454 | Shenzhen Growatt New Energy Co Ltd APX 25.0P-S2 (x1) w/ Shenzhen Growatt New Energy Co Ltd MOD 5000TL3-XH Eastron SDM630MCT | 22.5 |  |  | Shenzhen Growatt New Energy Co Ltd | APX 25.0P-S2 | 1 | Shenzhen Growatt New Energy Co Ltd | MOD 5000TL3-XH | Growatt | 2026-07-25
2024-06-12 | HBS12455 | Shenzhen Growatt New Energy Co Ltd APX 30.0P-S2 (x1) w/ Shenzhen Growatt New Energy Co Ltd MOD 5000TL3-XH Eastron SDM630MCT | 27 |  |  | Shenzhen Growatt New Energy Co Ltd | APX 30.0P-S2 | 1 | Shenzhen Growatt New Energy Co Ltd | MOD 5000TL3-XH | Growatt | 2026-07-25
2024-06-12 | HBS12456 | Shenzhen Growatt New Energy Co Ltd APX 10.0P-S2 (x1) w/ Shenzhen Growatt New Energy Co Ltd MOD 6000TL3-XH Eastron SDM630MCT | 9 |  |  | Shenzhen Growatt New Energy Co Ltd | APX 10.0P-S2 | 1 | Shenzhen Growatt New Energy Co Ltd | MOD 6000TL3-XH | Growatt | 2026-07-25
2024-06-12 | HBS12457 | Shenzhen Growatt New Energy Co Ltd APX 15.0P-S2 (x1) w/ Shenzhen Growatt New Energy Co Ltd MOD 6000TL3-XH Eastron SDM630MCT | 13.5 |  |  | Shenzhen Growatt New Energy Co Ltd | APX 15.0P-S2 | 1 | Shenzhen Growatt New Energy Co Ltd | MOD 6000TL3-XH | Growatt | 2026-07-25
2024-06-12 | HBS12458 | Shenzhen Growatt New Energy Co Ltd APX 20.0P-S2 (x1) w/ Shenzhen Growatt New Energy Co Ltd MOD 6000TL3-XH Eastron SDM630MCT | 18 |  |  | Shenzhen Growatt New Energy Co Ltd | APX 20.0P-S2 | 1 | Shenzhen Growatt New Energy Co Ltd | MOD 6000TL3-XH | Growatt | 2026-07-25
2024-06-12 | HBS12459 | Shenzhen Growatt New Energy Co Ltd APX 25.0P-S2 (x1) w/ Shenzhen Growatt New Energy Co Ltd MOD 6000TL3-XH Eastron SDM630MCT | 22.5 |  |  | Shenzhen Growatt New Energy Co Ltd | APX 25.0P-S2 | 1 | Shenzhen Growatt New Energy Co Ltd | MOD 6000TL3-XH | Growatt | 2026-07-25
2024-06-12 | HBS12460 | Shenzhen Growatt New Energy Co Ltd APX 30.0P-S2 (x1) w/ Shenzhen Growatt New Energy Co Ltd MOD 6000TL3-XH Eastron SDM630MCT | 27 |  |  | Shenzhen Growatt New Energy Co Ltd | APX 30.0P-S2 | 1 | Shenzhen Growatt New Energy Co Ltd | MOD 6000TL3-XH | Growatt | 2026-07-25
2024-06-12 | HBS12461 | Shenzhen Growatt New Energy Co Ltd APX 10.0P-S2 (x1) w/ Shenzhen Growatt New Energy Co Ltd MOD 7000TL3-XH Eastron SDM630MCT | 9 |  |  | Shenzhen Growatt New Energy Co Ltd | APX 10.0P-S2 | 1 | Shenzhen Growatt New Energy Co Ltd | MOD 7000TL3-XH | Growatt | 2026-07-25
2024-06-12 | HBS12462 | Shenzhen Growatt New Energy Co Ltd APX 15.0P-S2 (x1) w/ Shenzhen Growatt New Energy Co Ltd MOD 7000TL3-XH Eastron SDM630MCT | 13.5 |  |  | Shenzhen Growatt New Energy Co Ltd | APX 15.0P-S2 | 1 | Shenzhen Growatt New Energy Co Ltd | MOD 7000TL3-XH | Growatt | 2026-07-25
2024-06-12 | HBS12463 | Shenzhen Growatt New Energy Co Ltd APX 20.0P-S2 (x1) w/ Shenzhen Growatt New Energy Co Ltd MOD 7000TL3-XH Eastron SDM630MCT | 18 |  |  | Shenzhen Growatt New Energy Co Ltd | APX 20.0P-S2 | 1 | Shenzhen Growatt New Energy Co Ltd | MOD 7000TL3-XH | Growatt | 2026-07-25
2024-06-12 | HBS12464 | Shenzhen Growatt New Energy Co Ltd APX 25.0P-S2 (x1) w/ Shenzhen Growatt New Energy Co Ltd MOD 7000TL3-XH Eastron SDM630MCT | 22.5 |  |  | Shenzhen Growatt New Energy Co Ltd | APX 25.0P-S2 | 1 | Shenzhen Growatt New Energy Co Ltd | MOD 7000TL3-XH | Growatt | 2026-07-25
2024-06-12 | HBS12465 | Shenzhen Growatt New Energy Co Ltd APX 30.0P-S2 (x1) w/ Shenzhen Growatt New Energy Co Ltd MOD 7000TL3-XH Eastron SDM630MCT | 27 |  |  | Shenzhen Growatt New Energy Co Ltd | APX 30.0P-S2 | 1 | Shenzhen Growatt New Energy Co Ltd | MOD 7000TL3-XH | Growatt | 2026-07-25
2024-06-12 | HBS12466 | Shenzhen Growatt New Energy Co Ltd APX 10.0P-S2 (x1) w/ Shenzhen Growatt New Energy Co Ltd MOD 8000TL3-XH Eastron SDM630MCT | 9 |  |  | Shenzhen Growatt New Energy Co Ltd | APX 10.0P-S2 | 1 | Shenzhen Growatt New Energy Co Ltd | MOD 8000TL3-XH | Growatt | 2026-07-25
2024-06-12 | HBS12467 | Shenzhen Growatt New Energy Co Ltd APX 15.0P-S2 (x1) w/ Shenzhen Growatt New Energy Co Ltd MOD 8000TL3-XH Eastron SDM630MCT | 13.5 |  |  | Shenzhen Growatt New Energy Co Ltd | APX 15.0P-S2 | 1 | Shenzhen Growatt New Energy Co Ltd | MOD 8000TL3-XH | Growatt | 2026-07-25
2024-06-12 | HBS12468 | Shenzhen Growatt New Energy Co Ltd APX 20.0P-S2 (x1) w/ Shenzhen Growatt New Energy Co Ltd MOD 8000TL3-XH Eastron SDM630MCT | 18 |  |  | Shenzhen Growatt New Energy Co Ltd | APX 20.0P-S2 | 1 | Shenzhen Growatt New Energy Co Ltd | MOD 8000TL3-XH | Growatt | 2026-07-25
2024-06-12 | HBS12469 | Shenzhen Growatt New Energy Co Ltd APX 25.0P-S2 (x1) w/ Shenzhen Growatt New Energy Co Ltd MOD 8000TL3-XH Eastron SDM630MCT | 22.5 |  |  | Shenzhen Growatt New Energy Co Ltd | APX 25.0P-S2 | 1 | Shenzhen Growatt New Energy Co Ltd | MOD 8000TL3-XH | Growatt | 2026-07-25
2024-06-12 | HBS12470 | Shenzhen Growatt New Energy Co Ltd APX 30.0P-S2 (x1) w/ Shenzhen Growatt New Energy Co Ltd MOD 8000TL3-XH Eastron SDM630MCT | 27 |  |  | Shenzhen Growatt New Energy Co Ltd | APX 30.0P-S2 | 1 | Shenzhen Growatt New Energy Co Ltd | MOD 8000TL3-XH | Growatt | 2026-07-25
2024-06-12 | HBS12471 | Shenzhen Growatt New Energy Co Ltd APX 10.0P-S2 (x1) w/ Shenzhen Growatt New Energy Co Ltd MOD 9000TL3-XH Eastron SDM630MCT | 9 |  |  | Shenzhen Growatt New Energy Co Ltd | APX 10.0P-S2 | 1 | Shenzhen Growatt New Energy Co Ltd | MOD 9000TL3-XH | Growatt | 2026-07-25
2024-06-12 | HBS12472 | Shenzhen Growatt New Energy Co Ltd APX 15.0P-S2 (x1) w/ Shenzhen Growatt New Energy Co Ltd MOD 9000TL3-XH Eastron SDM630MCT | 13.5 |  |  | Shenzhen Growatt New Energy Co Ltd | APX 15.0P-S2 | 1 | Shenzhen Growatt New Energy Co Ltd | MOD 9000TL3-XH | Growatt | 2026-07-25
2024-06-12 | HBS12473 | Shenzhen Growatt New Energy Co Ltd APX 20.0P-S2 (x1) w/ Shenzhen Growatt New Energy Co Ltd MOD 9000TL3-XH Eastron SDM630MCT | 18 |  |  | Shenzhen Growatt New Energy Co Ltd | APX 20.0P-S2 | 1 | Shenzhen Growatt New Energy Co Ltd | MOD 9000TL3-XH | Growatt | 2026-07-25
2024-06-12 | HBS12474 | Shenzhen Growatt New Energy Co Ltd APX 25.0P-S2 (x1) w/ Shenzhen Growatt New Energy Co Ltd MOD 9000TL3-XH Eastron SDM630MCT | 22.5 |  |  | Shenzhen Growatt New Energy Co Ltd | APX 25.0P-S2 | 1 | Shenzhen Growatt New Energy Co Ltd | MOD 9000TL3-XH | Growatt | 2026-07-25
2024-06-12 | HBS12475 | Shenzhen Growatt New Energy Co Ltd APX 30.0P-S2 (x1) w/ Shenzhen Growatt New Energy Co Ltd MOD 9000TL3-XH Eastron SDM630MCT | 27 |  |  | Shenzhen Growatt New Energy Co Ltd | APX 30.0P-S2 | 1 | Shenzhen Growatt New Energy Co Ltd | MOD 9000TL3-XH | Growatt | 2026-07-25
2024-06-12 | HBS12476 | Shenzhen Growatt New Energy Co Ltd APX 10.0P-S2 (x1) w/ Shenzhen Growatt New Energy Co Ltd MOD 10KTL3-XH Eastron SDM630MCT | 9 |  |  | Shenzhen Growatt New Energy Co Ltd | APX 10.0P-S2 | 1 | Shenzhen Growatt New Energy Co Ltd | MOD 10KTL3-XH | Growatt | 2026-07-25
2024-06-12 | HBS12477 | Shenzhen Growatt New Energy Co Ltd APX 15.0P-S2 (x1) w/ Shenzhen Growatt New Energy Co Ltd MOD 10KTL3-XH Eastron SDM630MCT | 13.5 |  |  | Shenzhen Growatt New Energy Co Ltd | APX 15.0P-S2 | 1 | Shenzhen Growatt New Energy Co Ltd | MOD 10KTL3-XH | Growatt | 2026-07-25
2024-06-12 | HBS12478 | Shenzhen Growatt New Energy Co Ltd APX 20.0P-S2 (x1) w/ Shenzhen Growatt New Energy Co Ltd MOD 10KTL3-XH Eastron SDM630MCT | 18 |  |  | Shenzhen Growatt New Energy Co Ltd | APX 20.0P-S2 | 1 | Shenzhen Growatt New Energy Co Ltd | MOD 10KTL3-XH | Growatt | 2026-07-25
2024-06-12 | HBS12479 | Shenzhen Growatt New Energy Co Ltd APX 25.0P-S2 (x1) w/ Shenzhen Growatt New Energy Co Ltd MOD 10KTL3-XH Eastron SDM630MCT | 22.5 |  |  | Shenzhen Growatt New Energy Co Ltd | APX 25.0P-S2 | 1 | Shenzhen Growatt New Energy Co Ltd | MOD 10KTL3-XH | Growatt | 2026-07-25
2024-06-12 | HBS12480 | Shenzhen Growatt New Energy Co Ltd APX 30.0P-S2 (x1) w/ Shenzhen Growatt New Energy Co Ltd MOD 10KTL3-XH Eastron SDM630MCT | 27 |  |  | Shenzhen Growatt New Energy Co Ltd | APX 30.0P-S2 | 1 | Shenzhen Growatt New Energy Co Ltd | MOD 10KTL3-XH | Growatt | 2026-07-25
2024-06-12 | HBS12481 | Shenzhen Growatt New Energy Co Ltd APX 10.0P-S1 (x1) w/ Shenzhen Growatt New Energy Co Ltd MOD 5000TL3-XA Eastron SDM630MCT | 9 |  |  | Shenzhen Growatt New Energy Co Ltd | APX 10.0P-S1 | 1 | Shenzhen Growatt New Energy Co Ltd | MOD 5000TL3-XA | Growatt | 2026-08-16
2024-06-12 | HBS12482 | Shenzhen Growatt New Energy Co Ltd APX 15.0P-S1 (x1) w/ Shenzhen Growatt New Energy Co Ltd MOD 5000TL3-XA Eastron SDM630MCT | 13.5 |  |  | Shenzhen Growatt New Energy Co Ltd | APX 15.0P-S1 | 1 | Shenzhen Growatt New Energy Co Ltd | MOD 5000TL3-XA | Growatt | 2026-08-16
2024-06-12 | HBS12483 | Shenzhen Growatt New Energy Co Ltd APX 20.0P-S1 (x1) w/ Shenzhen Growatt New Energy Co Ltd MOD 5000TL3-XA Eastron SDM630MCT | 18 |  |  | Shenzhen Growatt New Energy Co Ltd | APX 20.0P-S1 | 1 | Shenzhen Growatt New Energy Co Ltd | MOD 5000TL3-XA | Growatt | 2026-08-16
2024-06-12 | HBS12484 | Shenzhen Growatt New Energy Co Ltd APX 25.0P-S1 (x1) w/ Shenzhen Growatt New Energy Co Ltd MOD 5000TL3-XA Eastron SDM630MCT | 22.5 |  |  | Shenzhen Growatt New Energy Co Ltd | APX 25.0P-S1 | 1 | Shenzhen Growatt New Energy Co Ltd | MOD 5000TL3-XA | Growatt | 2026-08-16
2024-06-12 | HBS12485 | Shenzhen Growatt New Energy Co Ltd APX 30.0P-S1 (x1) w/ Shenzhen Growatt New Energy Co Ltd MOD 5000TL3-XA Eastron SDM630MCT | 27 |  |  | Shenzhen Growatt New Energy Co Ltd | APX 30.0P-S1 | 1 | Shenzhen Growatt New Energy Co Ltd | MOD 5000TL3-XA | Growatt | 2026-08-16
2024-06-12 | HBS12486 | Shenzhen Growatt New Energy Co Ltd APX 10.0P-S1 (x1) w/ Shenzhen Growatt New Energy Co Ltd MOD 6000TL3-XA Eastron SDM630MCT | 9 |  |  | Shenzhen Growatt New Energy Co Ltd | APX 10.0P-S1 | 1 | Shenzhen Growatt New Energy Co Ltd | MOD 6000TL3-XA | Growatt | 2026-08-16
2024-06-12 | HBS12487 | Shenzhen Growatt New Energy Co Ltd APX 15.0P-S1 (x1) w/ Shenzhen Growatt New Energy Co Ltd MOD 6000TL3-XA Eastron SDM630MCT | 13.5 |  |  | Shenzhen Growatt New Energy Co Ltd | APX 15.0P-S1 | 1 | Shenzhen Growatt New Energy Co Ltd | MOD 6000TL3-XA | Growatt | 2026-08-16
2024-06-12 | HBS12488 | Shenzhen Growatt New Energy Co Ltd APX 20.0P-S1 (x1) w/ Shenzhen Growatt New Energy Co Ltd MOD 6000TL3-XA Eastron SDM630MCT | 18 |  |  | Shenzhen Growatt New Energy Co Ltd | APX 20.0P-S1 | 1 | Shenzhen Growatt New Energy Co Ltd | MOD 6000TL3-XA | Growatt | 2026-08-16
2024-06-12 | HBS12489 | Shenzhen Growatt New Energy Co Ltd APX 25.0P-S1 (x1) w/ Shenzhen Growatt New Energy Co Ltd MOD 6000TL3-XA Eastron SDM630MCT | 22.5 |  |  | Shenzhen Growatt New Energy Co Ltd | APX 25.0P-S1 | 1 | Shenzhen Growatt New Energy Co Ltd | MOD 6000TL3-XA | Growatt | 2026-08-16
2024-06-12 | HBS12490 | Shenzhen Growatt New Energy Co Ltd APX 30.0P-S1 (x1) w/ Shenzhen Growatt New Energy Co Ltd MOD 6000TL3-XA Eastron SDM630MCT | 27 |  |  | Shenzhen Growatt New Energy Co Ltd | APX 30.0P-S1 | 1 | Shenzhen Growatt New Energy Co Ltd | MOD 6000TL3-XA | Growatt | 2026-08-16
2024-06-12 | HBS12491 | Shenzhen Growatt New Energy Co Ltd APX 10.0P-S1 (x1) w/ Shenzhen Growatt New Energy Co Ltd MOD 7000TL3-XA Eastron SDM630MCT | 9 |  |  | Shenzhen Growatt New Energy Co Ltd | APX 10.0P-S1 | 1 | Shenzhen Growatt New Energy Co Ltd | MOD 7000TL3-XA | Growatt | 2026-08-16
2024-06-12 | HBS12492 | Shenzhen Growatt New Energy Co Ltd APX 15.0P-S1 (x1) w/ Shenzhen Growatt New Energy Co Ltd MOD 7000TL3-XA Eastron SDM630MCT | 13.5 |  |  | Shenzhen Growatt New Energy Co Ltd | APX 15.0P-S1 | 1 | Shenzhen Growatt New Energy Co Ltd | MOD 7000TL3-XA | Growatt | 2026-08-16
2024-06-12 | HBS12493 | Shenzhen Growatt New Energy Co Ltd APX 20.0P-S1 (x1) w/ Shenzhen Growatt New Energy Co Ltd MOD 7000TL3-XA Eastron SDM630MCT | 18 |  |  | Shenzhen Growatt New Energy Co Ltd | APX 20.0P-S1 | 1 | Shenzhen Growatt New Energy Co Ltd | MOD 7000TL3-XA | Growatt | 2026-08-16
2024-06-12 | HBS12494 | Shenzhen Growatt New Energy Co Ltd APX 25.0P-S1 (x1) w/ Shenzhen Growatt New Energy Co Ltd MOD 7000TL3-XA Eastron SDM630MCT | 22.5 |  |  | Shenzhen Growatt New Energy Co Ltd | APX 25.0P-S1 | 1 | Shenzhen Growatt New Energy Co Ltd | MOD 7000TL3-XA | Growatt | 2026-08-16
2024-06-12 | HBS12495 | Shenzhen Growatt New Energy Co Ltd APX 30.0P-S1 (x1) w/ Shenzhen Growatt New Energy Co Ltd MOD 7000TL3-XA Eastron SDM630MCT | 27 |  |  | Shenzhen Growatt New Energy Co Ltd | APX 30.0P-S1 | 1 | Shenzhen Growatt New Energy Co Ltd | MOD 7000TL3-XA | Growatt | 2026-08-16
2024-06-12 | HBS12496 | Shenzhen Growatt New Energy Co Ltd APX 10.0P-S1 (x1) w/ Shenzhen Growatt New Energy Co Ltd MOD 8000TL3-XA Eastron SDM630MCT | 9 |  |  | Shenzhen Growatt New Energy Co Ltd | APX 10.0P-S1 | 1 | Shenzhen Growatt New Energy Co Ltd | MOD 8000TL3-XA | Growatt | 2026-08-16
2024-06-12 | HBS12497 | Shenzhen Growatt New Energy Co Ltd APX 15.0P-S1 (x1) w/ Shenzhen Growatt New Energy Co Ltd MOD 8000TL3-XA Eastron SDM630MCT | 13.5 |  |  | Shenzhen Growatt New Energy Co Ltd | APX 15.0P-S1 | 1 | Shenzhen Growatt New Energy Co Ltd | MOD 8000TL3-XA | Growatt | 2026-08-16
2024-06-12 | HBS12498 | Shenzhen Growatt New Energy Co Ltd APX 20.0P-S1 (x1) w/ Shenzhen Growatt New Energy Co Ltd MOD 8000TL3-XA Eastron SDM630MCT | 18 |  |  | Shenzhen Growatt New Energy Co Ltd | APX 20.0P-S1 | 1 | Shenzhen Growatt New Energy Co Ltd | MOD 8000TL3-XA | Growatt | 2026-08-16
2024-06-12 | HBS12499 | Shenzhen Growatt New Energy Co Ltd APX 25.0P-S1 (x1) w/ Shenzhen Growatt New Energy Co Ltd MOD 8000TL3-XA Eastron SDM630MCT | 22.5 |  |  | Shenzhen Growatt New Energy Co Ltd | APX 25.0P-S1 | 1 | Shenzhen Growatt New Energy Co Ltd | MOD 8000TL3-XA | Growatt | 2026-08-16
2024-06-12 | HBS12500 | Shenzhen Growatt New Energy Co Ltd APX 30.0P-S1 (x1) w/ Shenzhen Growatt New Energy Co Ltd MOD 8000TL3-XA Eastron SDM630MCT | 27 |  |  | Shenzhen Growatt New Energy Co Ltd | APX 30.0P-S1 | 1 | Shenzhen Growatt New Energy Co Ltd | MOD 8000TL3-XA | Growatt | 2026-08-16
2024-06-12 | HBS12501 | Shenzhen Growatt New Energy Co Ltd APX 10.0P-S1 (x1) w/ Shenzhen Growatt New Energy Co Ltd MOD 9000TL3-XA Eastron SDM630MCT | 9 |  |  | Shenzhen Growatt New Energy Co Ltd | APX 10.0P-S1 | 1 | Shenzhen Growatt New Energy Co Ltd | MOD 9000TL3-XA | Growatt | 2026-08-16
2024-06-12 | HBS12502 | Shenzhen Growatt New Energy Co Ltd APX 15.0P-S1 (x1) w/ Shenzhen Growatt New Energy Co Ltd MOD 9000TL3-XA Eastron SDM630MCT | 13.5 |  |  | Shenzhen Growatt New Energy Co Ltd | APX 15.0P-S1 | 1 | Shenzhen Growatt New Energy Co Ltd | MOD 9000TL3-XA | Growatt | 2026-08-16
2024-06-12 | HBS12503 | Shenzhen Growatt New Energy Co Ltd APX 20.0P-S1 (x1) w/ Shenzhen Growatt New Energy Co Ltd MOD 9000TL3-XA Eastron SDM630MCT | 18 |  |  | Shenzhen Growatt New Energy Co Ltd | APX 20.0P-S1 | 1 | Shenzhen Growatt New Energy Co Ltd | MOD 9000TL3-XA | Growatt | 2026-08-16
2024-06-12 | HBS12504 | Shenzhen Growatt New Energy Co Ltd APX 25.0P-S1 (x1) w/ Shenzhen Growatt New Energy Co Ltd MOD 9000TL3-XA Eastron SDM630MCT | 22.5 |  |  | Shenzhen Growatt New Energy Co Ltd | APX 25.0P-S1 | 1 | Shenzhen Growatt New Energy Co Ltd | MOD 9000TL3-XA | Growatt | 2026-08-16
2024-06-12 | HBS12505 | Shenzhen Growatt New Energy Co Ltd APX 30.0P-S1 (x1) w/ Shenzhen Growatt New Energy Co Ltd MOD 9000TL3-XA Eastron SDM630MCT | 27 |  |  | Shenzhen Growatt New Energy Co Ltd | APX 30.0P-S1 | 1 | Shenzhen Growatt New Energy Co Ltd | MOD 9000TL3-XA | Growatt | 2026-08-16
2024-06-12 | HBS12506 | Shenzhen Growatt New Energy Co Ltd APX 10.0P-S1 (x1) w/ Shenzhen Growatt New Energy Co Ltd MOD 10TL3-XA Eastron SDM630MCT | 9 |  |  | Shenzhen Growatt New Energy Co Ltd | APX 10.0P-S1 | 1 | Shenzhen Growatt New Energy Co Ltd | MOD 10TL3-XA | Growatt | 2026-08-16
2024-06-12 | HBS12507 | Shenzhen Growatt New Energy Co Ltd APX 15.0P-S1 (x1) w/ Shenzhen Growatt New Energy Co Ltd MOD 10TL3-XA Eastron SDM630MCT | 13.5 |  |  | Shenzhen Growatt New Energy Co Ltd | APX 15.0P-S1 | 1 | Shenzhen Growatt New Energy Co Ltd | MOD 10TL3-XA | Growatt | 2026-08-16
2024-06-12 | HBS12508 | Shenzhen Growatt New Energy Co Ltd APX 20.0P-S1 (x1) w/ Shenzhen Growatt New Energy Co Ltd MOD 10TL3-XA Eastron SDM630MCT | 18 |  |  | Shenzhen Growatt New Energy Co Ltd | APX 20.0P-S1 | 1 | Shenzhen Growatt New Energy Co Ltd | MOD 10TL3-XA | Growatt | 2026-08-16
2024-06-12 | HBS12509 | Shenzhen Growatt New Energy Co Ltd APX 25.0P-S1 (x1) w/ Shenzhen Growatt New Energy Co Ltd MOD 10TL3-XA Eastron SDM630MCT | 22.5 |  |  | Shenzhen Growatt New Energy Co Ltd | APX 25.0P-S1 | 1 | Shenzhen Growatt New Energy Co Ltd | MOD 10TL3-XA | Growatt | 2026-08-16
2024-06-12 | HBS12510 | Shenzhen Growatt New Energy Co Ltd APX 30.0P-S1 (x1) w/ Shenzhen Growatt New Energy Co Ltd MOD 10TL3-XA Eastron SDM630MCT | 27 |  |  | Shenzhen Growatt New Energy Co Ltd | APX 30.0P-S1 | 1 | Shenzhen Growatt New Energy Co Ltd | MOD 10TL3-XA | Growatt | 2026-08-16
2024-06-24 | HBS12511 | Shenzhen BYD Electronics Co Ltd LVS 8.0 (x1) w/ Deye New Energy Australia Pty Ltd. SUN-3/3.6/5/6K-SG04LP1-AU | 8 |  |  | Shenzhen BYD Electronics Co Ltd | LVS 8.0 | 1 | Deye New Energy Australia Pty Ltd. | SUN-3/3.6/5/6K-SG04LP1-AU | BYD | 2025-08-15
2024-06-24 | HBS12512 | Shenzhen BYD Electronics Co Ltd LVS 12.0 (x1) w/ Deye New Energy Australia Pty Ltd. SUN-3/3.6/5/6K-SG04LP1-AU | 12 |  |  | Shenzhen BYD Electronics Co Ltd | LVS 12.0 | 1 | Deye New Energy Australia Pty Ltd. | SUN-3/3.6/5/6K-SG04LP1-AU | BYD | 2025-08-15
2024-06-24 | HBS12513 | Shenzhen BYD Electronics Co Ltd LVS 16.0 (x1) w/ Deye New Energy Australia Pty Ltd. SUN-3/3.6/5/6K-SG04LP1-AU | 16 |  |  | Shenzhen BYD Electronics Co Ltd | LVS 16.0 | 1 | Deye New Energy Australia Pty Ltd. | SUN-3/3.6/5/6K-SG04LP1-AU | BYD | 2025-08-15
2024-06-24 | HBS12514 | Shenzhen BYD Electronics Co Ltd LVS 20.0 (x1) w/ Deye New Energy Australia Pty Ltd. SUN-3/3.6/5/6K-SG04LP1-AU | 20 |  |  | Shenzhen BYD Electronics Co Ltd | LVS 20.0 | 1 | Deye New Energy Australia Pty Ltd. | SUN-3/3.6/5/6K-SG04LP1-AU | BYD | 2025-08-15
2024-06-24 | HBS12515 | Shenzhen BYD Electronics Co Ltd LVS 24.0 (x1) w/ Deye New Energy Australia Pty Ltd. SUN-3/3.6/5/6K-SG04LP1-AU | 24 |  |  | Shenzhen BYD Electronics Co Ltd | LVS 24.0 | 1 | Deye New Energy Australia Pty Ltd. | SUN-3/3.6/5/6K-SG04LP1-AU | BYD | 2025-08-15
2024-06-24 | HBS12516 | Shenzhen BYD Electronics Co Ltd LVL 15.4 (x1) w/ Deye New Energy Australia Pty Ltd. SUN-3/3.6/5/6K-SG04LP1-AU | 15.36 |  |  | Shenzhen BYD Electronics Co Ltd | LVL 15.4 | 1 | Deye New Energy Australia Pty Ltd. | SUN-3/3.6/5/6K-SG04LP1-AU | BYD | 2025-08-15
2024-06-24 | HBS12517 | Shenzhen BYD Electronics Co Ltd LV Flex (x2) w/ Deye New Energy Australia Pty Ltd. SUN-3/3.6/5/6K-SG04LP1-AU | 10 |  |  | Shenzhen BYD Electronics Co Ltd | LV Flex | 2 | Deye New Energy Australia Pty Ltd. | SUN-3/3.6/5/6K-SG04LP1-AU | BYD | 2025-08-15
2024-06-24 | HBS12518 | Shenzhen BYD Electronics Co Ltd LV Flex (x3) w/ Deye New Energy Australia Pty Ltd. SUN-3/3.6/5/6K-SG04LP1-AU | 15 |  |  | Shenzhen BYD Electronics Co Ltd | LV Flex | 3 | Deye New Energy Australia Pty Ltd. | SUN-3/3.6/5/6K-SG04LP1-AU | BYD | 2025-08-15
2024-06-24 | HBS12519 | Shenzhen BYD Electronics Co Ltd LV Flex (x4) w/ Deye New Energy Australia Pty Ltd. SUN-3/3.6/5/6K-SG04LP1-AU | 20 |  |  | Shenzhen BYD Electronics Co Ltd | LV Flex | 4 | Deye New Energy Australia Pty Ltd. | SUN-3/3.6/5/6K-SG04LP1-AU | BYD | 2025-08-15
2024-06-24 | HBS12520 | Shenzhen BYD Electronics Co Ltd LVS 8.0 (x1) w/ Deye New Energy Australia Pty Ltd. SUN-7.6/8K-SG05LP1-AU | 8 |  |  | Shenzhen BYD Electronics Co Ltd | LVS 8.0 | 1 | Deye New Energy Australia Pty Ltd. | SUN-7.6/8K-SG05LP1-AU | BYD | 2025-09-05
2024-06-24 | HBS12521 | Shenzhen BYD Electronics Co Ltd LVS 12.0 (x1) w/ Deye New Energy Australia Pty Ltd. SUN-7.6/8K-SG05LP1-AU | 12 |  |  | Shenzhen BYD Electronics Co Ltd | LVS 12.0 | 1 | Deye New Energy Australia Pty Ltd. | SUN-7.6/8K-SG05LP1-AU | BYD | 2025-09-05
2024-06-24 | HBS12522 | Shenzhen BYD Electronics Co Ltd LVS 16.0 (x1) w/ Deye New Energy Australia Pty Ltd. SUN-7.6/8K-SG05LP1-AU | 16 |  |  | Shenzhen BYD Electronics Co Ltd | LVS 16.0 | 1 | Deye New Energy Australia Pty Ltd. | SUN-7.6/8K-SG05LP1-AU | BYD | 2025-09-05
2024-06-24 | HBS12523 | Shenzhen BYD Electronics Co Ltd LVS 20.0 (x1) w/ Deye New Energy Australia Pty Ltd. SUN-7.6/8K-SG05LP1-AU | 20 |  |  | Shenzhen BYD Electronics Co Ltd | LVS 20.0 | 1 | Deye New Energy Australia Pty Ltd. | SUN-7.6/8K-SG05LP1-AU | BYD | 2025-09-05
2024-06-24 | HBS12524 | Shenzhen BYD Electronics Co Ltd LVS 24.0 (x1) w/ Deye New Energy Australia Pty Ltd. SUN-7.6/8K-SG05LP1-AU | 24 |  |  | Shenzhen BYD Electronics Co Ltd | LVS 24.0 | 1 | Deye New Energy Australia Pty Ltd. | SUN-7.6/8K-SG05LP1-AU | BYD | 2025-09-05
2024-06-24 | HBS12525 | Shenzhen BYD Electronics Co Ltd LVL 15.4 (x1) w/ Deye New Energy Australia Pty Ltd. SUN-7.6/8K-SG05LP1-AU | 15.36 |  |  | Shenzhen BYD Electronics Co Ltd | LVL 15.4 | 1 | Deye New Energy Australia Pty Ltd. | SUN-7.6/8K-SG05LP1-AU | BYD | 2025-09-05
2024-06-24 | HBS12526 | Shenzhen BYD Electronics Co Ltd LV Flex (x2) w/ Deye New Energy Australia Pty Ltd. SUN-7.6/8K-SG05LP1-AU | 10 |  |  | Shenzhen BYD Electronics Co Ltd | LV Flex | 2 | Deye New Energy Australia Pty Ltd. | SUN-7.6/8K-SG05LP1-AU | BYD | 2025-09-05
2024-06-24 | HBS12527 | Shenzhen BYD Electronics Co Ltd LV Flex (x3) w/ Deye New Energy Australia Pty Ltd. SUN-7.6/8K-SG05LP1-AU | 15 |  |  | Shenzhen BYD Electronics Co Ltd | LV Flex | 3 | Deye New Energy Australia Pty Ltd. | SUN-7.6/8K-SG05LP1-AU | BYD | 2025-09-05
2024-06-24 | HBS12528 | Shenzhen BYD Electronics Co Ltd LV Flex (x4) w/ Deye New Energy Australia Pty Ltd. SUN-7.6/8K-SG05LP1-AU | 20 |  |  | Shenzhen BYD Electronics Co Ltd | LV Flex | 4 | Deye New Energy Australia Pty Ltd. | SUN-7.6/8K-SG05LP1-AU | BYD | 2025-09-05
2024-06-24 | HBS12529 | Shenzhen BYD Electronics Co Ltd LVS 8.0 (x1) w/ Deye New Energy Australia Pty Ltd. SUN-5/6/8/10/12K-SG04LP3-AU | 8 |  |  | Shenzhen BYD Electronics Co Ltd | LVS 8.0 | 1 | Deye New Energy Australia Pty Ltd. | SUN-5/6/8/10/12K-SG04LP3-AU | BYD | 2025-04-20
2024-06-24 | HBS12530 | Shenzhen BYD Electronics Co Ltd LVS 12.0 (x1) w/ Deye New Energy Australia Pty Ltd. SUN-5/6/8/10/12K-SG04LP3-AU | 12 |  |  | Shenzhen BYD Electronics Co Ltd | LVS 12.0 | 1 | Deye New Energy Australia Pty Ltd. | SUN-5/6/8/10/12K-SG04LP3-AU | BYD | 2025-04-20
2024-06-24 | HBS12531 | Shenzhen BYD Electronics Co Ltd LVS 16.0 (x1) w/ Deye New Energy Australia Pty Ltd. SUN-5/6/8/10/12K-SG04LP3-AU | 16 |  |  | Shenzhen BYD Electronics Co Ltd | LVS 16.0 | 1 | Deye New Energy Australia Pty Ltd. | SUN-5/6/8/10/12K-SG04LP3-AU | BYD | 2025-04-20
2024-06-24 | HBS12532 | Shenzhen BYD Electronics Co Ltd LVS 20.0 (x1) w/ Deye New Energy Australia Pty Ltd. SUN-5/6/8/10/12K-SG04LP3-AU | 20 |  |  | Shenzhen BYD Electronics Co Ltd | LVS 20.0 | 1 | Deye New Energy Australia Pty Ltd. | SUN-5/6/8/10/12K-SG04LP3-AU | BYD | 2025-04-20
2024-06-24 | HBS12533 | Shenzhen BYD Electronics Co Ltd LVS 24.0 (x1) w/ Deye New Energy Australia Pty Ltd. SUN-5/6/8/10/12K-SG04LP3-AU | 24 |  |  | Shenzhen BYD Electronics Co Ltd | LVS 24.0 | 1 | Deye New Energy Australia Pty Ltd. | SUN-5/6/8/10/12K-SG04LP3-AU | BYD | 2025-04-20
2024-06-24 | HBS12534 | Shenzhen BYD Electronics Co Ltd LVL 15.4 (x1) w/ Deye New Energy Australia Pty Ltd. SUN-5/6/8/10/12K-SG04LP3-AU | 15.36 |  |  | Shenzhen BYD Electronics Co Ltd | LVL 15.4 | 1 | Deye New Energy Australia Pty Ltd. | SUN-5/6/8/10/12K-SG04LP3-AU | BYD | 2025-04-20
2024-06-24 | HBS12535 | Shenzhen BYD Electronics Co Ltd LV Flex (x2) w/ Deye New Energy Australia Pty Ltd. SUN-5/6/8/10/12K-SG04LP3-AU | 10 |  |  | Shenzhen BYD Electronics Co Ltd | LV Flex | 2 | Deye New Energy Australia Pty Ltd. | SUN-5/6/8/10/12K-SG04LP3-AU | BYD | 2025-04-20
2024-06-24 | HBS12536 | Shenzhen BYD Electronics Co Ltd LV Flex (x3) w/ Deye New Energy Australia Pty Ltd. SUN-5/6/8/10/12K-SG04LP3-AU | 15 |  |  | Shenzhen BYD Electronics Co Ltd | LV Flex | 3 | Deye New Energy Australia Pty Ltd. | SUN-5/6/8/10/12K-SG04LP3-AU | BYD | 2025-04-20
2024-06-24 | HBS12537 | Shenzhen BYD Electronics Co Ltd LV Flex (x4) w/ Deye New Energy Australia Pty Ltd. SUN-5/6/8/10/12K-SG04LP3-AU | 20 |  |  | Shenzhen BYD Electronics Co Ltd | LV Flex | 4 | Deye New Energy Australia Pty Ltd. | SUN-5/6/8/10/12K-SG04LP3-AU | BYD | 2025-04-20
2024-06-24 | HBS12538 | Shenzhen BYD Electronics Co Ltd LVS 8.0 (x1) w/ Deye New Energy Australia Pty Ltd. SUN-12/14/16K-SG01LP1-AU | 8 |  |  | Shenzhen BYD Electronics Co Ltd | LVS 8.0 | 1 | Deye New Energy Australia Pty Ltd. | SUN-12/14/16K-SG01LP1-AU | BYD | 2027-03-26
2024-06-24 | HBS12539 | Shenzhen BYD Electronics Co Ltd LVS 12.0 (x1) w/ Deye New Energy Australia Pty Ltd. SUN-12/14/16K-SG01LP1-AU | 12 |  |  | Shenzhen BYD Electronics Co Ltd | LVS 12.0 | 1 | Deye New Energy Australia Pty Ltd. | SUN-12/14/16K-SG01LP1-AU | BYD | 2027-03-26
2024-06-24 | HBS12540 | Shenzhen BYD Electronics Co Ltd LVS 16.0 (x1) w/ Deye New Energy Australia Pty Ltd. SUN-12/14/16K-SG01LP1-AU | 16 |  |  | Shenzhen BYD Electronics Co Ltd | LVS 16.0 | 1 | Deye New Energy Australia Pty Ltd. | SUN-12/14/16K-SG01LP1-AU | BYD | 2027-03-26
2024-06-24 | HBS12541 | Shenzhen BYD Electronics Co Ltd LVS 20.0 (x1) w/ Deye New Energy Australia Pty Ltd. SUN-12/14/16K-SG01LP1-AU | 20 |  |  | Shenzhen BYD Electronics Co Ltd | LVS 20.0 | 1 | Deye New Energy Australia Pty Ltd. | SUN-12/14/16K-SG01LP1-AU | BYD | 2027-03-26
2024-06-24 | HBS12542 | Shenzhen BYD Electronics Co Ltd LVS 24.0 (x1) w/ Deye New Energy Australia Pty Ltd. SUN-12/14/16K-SG01LP1-AU | 24 |  |  | Shenzhen BYD Electronics Co Ltd | LVS 24.0 | 1 | Deye New Energy Australia Pty Ltd. | SUN-12/14/16K-SG01LP1-AU | BYD | 2027-03-26
2024-06-24 | HBS12543 | Shenzhen BYD Electronics Co Ltd LVL 15.4 (x1) w/ Deye New Energy Australia Pty Ltd. SUN-12/14/16K-SG01LP1-AU | 15.36 |  |  | Shenzhen BYD Electronics Co Ltd | LVL 15.4 | 1 | Deye New Energy Australia Pty Ltd. | SUN-12/14/16K-SG01LP1-AU | BYD | 2027-03-26
2024-06-24 | HBS12544 | Shenzhen BYD Electronics Co Ltd LV Flex (x2) w/ Deye New Energy Australia Pty Ltd. SUN-12/14/16K-SG01LP1-AU | 10 |  |  | Shenzhen BYD Electronics Co Ltd | LV Flex | 2 | Deye New Energy Australia Pty Ltd. | SUN-12/14/16K-SG01LP1-AU | BYD | 2027-03-26
2024-06-24 | HBS12545 | Shenzhen BYD Electronics Co Ltd LV Flex (x3) w/ Deye New Energy Australia Pty Ltd. SUN-12/14/16K-SG01LP1-AU | 15 |  |  | Shenzhen BYD Electronics Co Ltd | LV Flex | 3 | Deye New Energy Australia Pty Ltd. | SUN-12/14/16K-SG01LP1-AU | BYD | 2027-03-26
2024-06-24 | HBS12546 | Shenzhen BYD Electronics Co Ltd LV Flex (x4) w/ Deye New Energy Australia Pty Ltd. SUN-12/14/16K-SG01LP1-AU | 20 |  |  | Shenzhen BYD Electronics Co Ltd | LV Flex | 4 | Deye New Energy Australia Pty Ltd. | SUN-12/14/16K-SG01LP1-AU | BYD | 2027-03-26
2024-06-24 | HBS12547 | Shenzhen BYD Electronics Co Ltd HVS 7.7 (x1) w/ Deye New Energy Australia Pty Ltd. SUN-5/6/8/10/12/15/20/25K-SG01HP3-AU | 7.68 |  |  | Shenzhen BYD Electronics Co Ltd | HVS 7.7 | 1 | Deye New Energy Australia Pty Ltd. | SUN-5/6/8/10/12/15/20/25K-SG01HP3-AU | BYD | 2026-11-22
2024-06-24 | HBS12548 | Shenzhen BYD Electronics Co Ltd HVS 10.2 (x1) w/ Deye New Energy Australia Pty Ltd. SUN-5/6/8/10/12/15/20/25K-SG01HP3-AU | 10.24 |  |  | Shenzhen BYD Electronics Co Ltd | HVS 10.2 | 1 | Deye New Energy Australia Pty Ltd. | SUN-5/6/8/10/12/15/20/25K-SG01HP3-AU | BYD | 2026-11-22
2024-06-24 | HBS12549 | Shenzhen BYD Electronics Co Ltd HVS 12.8 (x1) w/ Deye New Energy Australia Pty Ltd. SUN-5/6/8/10/12/15/20/25K-SG01HP3-AU | 12.8 |  |  | Shenzhen BYD Electronics Co Ltd | HVS 12.8 | 1 | Deye New Energy Australia Pty Ltd. | SUN-5/6/8/10/12/15/20/25K-SG01HP3-AU | BYD | 2026-11-22
2024-06-24 | HBS12550 | Shenzhen BYD Electronics Co Ltd HVS 5.1 (x2) w/ Deye New Energy Australia Pty Ltd. SUN-5/6/8/10/12/15/20/25K-SG01HP3-AU | 10.24 |  |  | Shenzhen BYD Electronics Co Ltd | HVS 5.1 | 2 | Deye New Energy Australia Pty Ltd. | SUN-5/6/8/10/12/15/20/25K-SG01HP3-AU | BYD | 2026-11-22
2024-06-24 | HBS12551 | Shenzhen BYD Electronics Co Ltd HVS 7.7 (x2) w/ Deye New Energy Australia Pty Ltd. SUN-5/6/8/10/12/15/20/25K-SG01HP3-AU | 15.36 |  |  | Shenzhen BYD Electronics Co Ltd | HVS 7.7 | 2 | Deye New Energy Australia Pty Ltd. | SUN-5/6/8/10/12/15/20/25K-SG01HP3-AU | BYD | 2026-11-22
2024-06-24 | HBS12552 | Shenzhen BYD Electronics Co Ltd HVS 10.2 (x2) w/ Deye New Energy Australia Pty Ltd. SUN-5/6/8/10/12/15/20/25K-SG01HP3-AU | 20.48 |  |  | Shenzhen BYD Electronics Co Ltd | HVS 10.2 | 2 | Deye New Energy Australia Pty Ltd. | SUN-5/6/8/10/12/15/20/25K-SG01HP3-AU | BYD | 2026-11-22
2024-06-24 | HBS12553 | Shenzhen BYD Electronics Co Ltd HVS 12.8 (x2) w/ Deye New Energy Australia Pty Ltd. SUN-5/6/8/10/12/15/20/25K-SG01HP3-AU | 25.6 |  |  | Shenzhen BYD Electronics Co Ltd | HVS 12.8 | 2 | Deye New Energy Australia Pty Ltd. | SUN-5/6/8/10/12/15/20/25K-SG01HP3-AU | BYD | 2026-11-22
2024-06-24 | HBS12554 | Shenzhen BYD Electronics Co Ltd HVS 5.1 (x3) w/ Deye New Energy Australia Pty Ltd. SUN-5/6/8/10/12/15/20/25K-SG01HP3-AU | 15.36 |  |  | Shenzhen BYD Electronics Co Ltd | HVS 5.1 | 3 | Deye New Energy Australia Pty Ltd. | SUN-5/6/8/10/12/15/20/25K-SG01HP3-AU | BYD | 2026-11-22
2024-06-24 | HBS12555 | Shenzhen BYD Electronics Co Ltd HVS 7.7 (x3) w/ Deye New Energy Australia Pty Ltd. SUN-5/6/8/10/12/15/20/25K-SG01HP3-AU | 23.04 |  |  | Shenzhen BYD Electronics Co Ltd | HVS 7.7 | 3 | Deye New Energy Australia Pty Ltd. | SUN-5/6/8/10/12/15/20/25K-SG01HP3-AU | BYD | 2026-11-22
2024-06-24 | HBS12556 | Shenzhen BYD Electronics Co Ltd HVS 10.2 (x3) w/ Deye New Energy Australia Pty Ltd. SUN-5/6/8/10/12/15/20/25K-SG01HP3-AU | 30.72 |  |  | Shenzhen BYD Electronics Co Ltd | HVS 10.2 | 3 | Deye New Energy Australia Pty Ltd. | SUN-5/6/8/10/12/15/20/25K-SG01HP3-AU | BYD | 2026-11-22
2024-06-24 | HBS12557 | Shenzhen BYD Electronics Co Ltd HVS 12.8 (x3) w/ Deye New Energy Australia Pty Ltd. SUN-5/6/8/10/12/15/20/25K-SG01HP3-AU | 38.4 |  |  | Shenzhen BYD Electronics Co Ltd | HVS 12.8 | 3 | Deye New Energy Australia Pty Ltd. | SUN-5/6/8/10/12/15/20/25K-SG01HP3-AU | BYD | 2026-11-22
2024-06-24 | HBS12558 | Shenzhen BYD Electronics Co Ltd HVM 8.3 (x1) w/ Deye New Energy Australia Pty Ltd. SUN-5/6/8/10/12/15/20/25K-SG01HP3-AU | 8.28 |  |  | Shenzhen BYD Electronics Co Ltd | HVM 8.3 | 1 | Deye New Energy Australia Pty Ltd. | SUN-5/6/8/10/12/15/20/25K-SG01HP3-AU | BYD | 2026-11-22
2024-06-24 | HBS12559 | Shenzhen BYD Electronics Co Ltd HVM 11.0 (x1) w/ Deye New Energy Australia Pty Ltd. SUN-5/6/8/10/12/15/20/25K-SG01HP3-AU | 11.04 |  |  | Shenzhen BYD Electronics Co Ltd | HVM 11.0 | 1 | Deye New Energy Australia Pty Ltd. | SUN-5/6/8/10/12/15/20/25K-SG01HP3-AU | BYD | 2026-11-22
2024-06-24 | HBS12560 | Shenzhen BYD Electronics Co Ltd HVM 13.8 (x1) w/ Deye New Energy Australia Pty Ltd. SUN-5/6/8/10/12/15/20/25K-SG01HP3-AU | 13.8 |  |  | Shenzhen BYD Electronics Co Ltd | HVM 13.8 | 1 | Deye New Energy Australia Pty Ltd. | SUN-5/6/8/10/12/15/20/25K-SG01HP3-AU | BYD | 2026-11-22
2024-06-24 | HBS12561 | Shenzhen BYD Electronics Co Ltd HVM 16.6 (x1) w/ Deye New Energy Australia Pty Ltd. SUN-5/6/8/10/12/15/20/25K-SG01HP3-AU | 16.56 |  |  | Shenzhen BYD Electronics Co Ltd | HVM 16.6 | 1 | Deye New Energy Australia Pty Ltd. | SUN-5/6/8/10/12/15/20/25K-SG01HP3-AU | BYD | 2026-11-22
2024-06-24 | HBS12562 | Shenzhen BYD Electronics Co Ltd HVM 19.3 (x1) w/ Deye New Energy Australia Pty Ltd. SUN-5/6/8/10/12/15/20/25K-SG01HP3-AU | 19.32 |  |  | Shenzhen BYD Electronics Co Ltd | HVM 19.3 | 1 | Deye New Energy Australia Pty Ltd. | SUN-5/6/8/10/12/15/20/25K-SG01HP3-AU | BYD | 2026-11-22
2024-06-24 | HBS12563 | Shenzhen BYD Electronics Co Ltd HVM 22.1 (x1) w/ Deye New Energy Australia Pty Ltd. SUN-5/6/8/10/12/15/20/25K-SG01HP3-AU | 22.08 |  |  | Shenzhen BYD Electronics Co Ltd | HVM 22.1 | 1 | Deye New Energy Australia Pty Ltd. | SUN-5/6/8/10/12/15/20/25K-SG01HP3-AU | BYD | 2026-11-22
2024-06-24 | HBS12564 | Shenzhen BYD Electronics Co Ltd HVM 8.3 (x2) w/ Deye New Energy Australia Pty Ltd. SUN-5/6/8/10/12/15/20/25K-SG01HP3-AU | 16.56 |  |  | Shenzhen BYD Electronics Co Ltd | HVM 8.3 | 2 | Deye New Energy Australia Pty Ltd. | SUN-5/6/8/10/12/15/20/25K-SG01HP3-AU | BYD | 2026-11-22
2024-06-24 | HBS12565 | Shenzhen BYD Electronics Co Ltd HVM 11.0 (x2) w/ Deye New Energy Australia Pty Ltd. SUN-5/6/8/10/12/15/20/25K-SG01HP3-AU | 22.08 |  |  | Shenzhen BYD Electronics Co Ltd | HVM 11.0 | 2 | Deye New Energy Australia Pty Ltd. | SUN-5/6/8/10/12/15/20/25K-SG01HP3-AU | BYD | 2026-11-22
2024-06-24 | HBS12566 | Shenzhen BYD Electronics Co Ltd HVM 13.8 (x2) w/ Deye New Energy Australia Pty Ltd. SUN-5/6/8/10/12/15/20/25K-SG01HP3-AU | 27.6 |  |  | Shenzhen BYD Electronics Co Ltd | HVM 13.8 | 2 | Deye New Energy Australia Pty Ltd. | SUN-5/6/8/10/12/15/20/25K-SG01HP3-AU | BYD | 2026-11-22
2024-06-24 | HBS12567 | Shenzhen BYD Electronics Co Ltd HVM 16.6 (x2) w/ Deye New Energy Australia Pty Ltd. SUN-5/6/8/10/12/15/20/25K-SG01HP3-AU | 33.12 |  |  | Shenzhen BYD Electronics Co Ltd | HVM 16.6 | 2 | Deye New Energy Australia Pty Ltd. | SUN-5/6/8/10/12/15/20/25K-SG01HP3-AU | BYD | 2026-11-22
2024-06-24 | HBS12568 | Shenzhen BYD Electronics Co Ltd HVM 19.3 (x2) w/ Deye New Energy Australia Pty Ltd. SUN-5/6/8/10/12/15/20/25K-SG01HP3-AU | 38.64 |  |  | Shenzhen BYD Electronics Co Ltd | HVM 19.3 | 2 | Deye New Energy Australia Pty Ltd. | SUN-5/6/8/10/12/15/20/25K-SG01HP3-AU | BYD | 2026-11-22
2024-06-24 | HBS12569 | Shenzhen BYD Electronics Co Ltd HVM 22.1 (x2) w/ Deye New Energy Australia Pty Ltd. SUN-5/6/8/10/12/15/20/25K-SG01HP3-AU | 44.16 |  |  | Shenzhen BYD Electronics Co Ltd | HVM 22.1 | 2 | Deye New Energy Australia Pty Ltd. | SUN-5/6/8/10/12/15/20/25K-SG01HP3-AU | BYD | 2026-11-22
2024-06-24 | HBS12570 | Shenzhen BYD Electronics Co Ltd HVM 8.3 (x3) w/ Deye New Energy Australia Pty Ltd. SUN-5/6/8/10/12/15/20/25K-SG01HP3-AU | 24.84 |  |  | Shenzhen BYD Electronics Co Ltd | HVM 8.3 | 3 | Deye New Energy Australia Pty Ltd. | SUN-5/6/8/10/12/15/20/25K-SG01HP3-AU | BYD | 2026-11-22
2024-06-24 | HBS12571 | Shenzhen BYD Electronics Co Ltd HVM 11.0 (x3) w/ Deye New Energy Australia Pty Ltd. SUN-5/6/8/10/12/15/20/25K-SG01HP3-AU | 33.12 |  |  | Shenzhen BYD Electronics Co Ltd | HVM 11.0 | 3 | Deye New Energy Australia Pty Ltd. | SUN-5/6/8/10/12/15/20/25K-SG01HP3-AU | BYD | 2026-11-22
2024-06-24 | HBS12572 | Shenzhen BYD Electronics Co Ltd HVM 13.8 (x3) w/ Deye New Energy Australia Pty Ltd. SUN-5/6/8/10/12/15/20/25K-SG01HP3-AU | 41.4 |  |  | Shenzhen BYD Electronics Co Ltd | HVM 13.8 | 3 | Deye New Energy Australia Pty Ltd. | SUN-5/6/8/10/12/15/20/25K-SG01HP3-AU | BYD | 2026-11-22
2024-06-24 | HBS12573 | Shenzhen BYD Electronics Co Ltd HVM 16.6 (x3) w/ Deye New Energy Australia Pty Ltd. SUN-5/6/8/10/12/15/20/25K-SG01HP3-AU | 49.68 |  |  | Shenzhen BYD Electronics Co Ltd | HVM 16.6 | 3 | Deye New Energy Australia Pty Ltd. | SUN-5/6/8/10/12/15/20/25K-SG01HP3-AU | BYD | 2026-11-22
2024-06-24 | HBS12574 | Shenzhen BYD Electronics Co Ltd HVM 19.3 (x3) w/ Deye New Energy Australia Pty Ltd. SUN-5/6/8/10/12/15/20/25K-SG01HP3-AU | 57.96 |  |  | Shenzhen BYD Electronics Co Ltd | HVM 19.3 | 3 | Deye New Energy Australia Pty Ltd. | SUN-5/6/8/10/12/15/20/25K-SG01HP3-AU | BYD | 2026-11-22
2024-06-24 | HBS12575 | Shenzhen BYD Electronics Co Ltd HVM 22.1 (x3) w/ Deye New Energy Australia Pty Ltd. SUN-5/6/8/10/12/15/20/25K-SG01HP3-AU | 66.24 |  |  | Shenzhen BYD Electronics Co Ltd | HVM 22.1 | 3 | Deye New Energy Australia Pty Ltd. | SUN-5/6/8/10/12/15/20/25K-SG01HP3-AU | BYD | 2026-11-22
2024-06-24 | HBS12576 | Shenzhen BYD Electronics Co Ltd LVS 8.0 (x1) w/ GoodWe Technologies Co Ltd GW3000-ES-20 | 8 |  |  | Shenzhen BYD Electronics Co Ltd | LVS 8.0 | 1 | GoodWe Technologies Co Ltd | GW3000-ES-20 | BYD | 2026-01-10
2024-06-24 | HBS12577 | Shenzhen BYD Electronics Co Ltd LVS 12.0 (x1) w/ GoodWe Technologies Co Ltd GW3000-ES-20 | 12 |  |  | Shenzhen BYD Electronics Co Ltd | LVS 12.0 | 1 | GoodWe Technologies Co Ltd | GW3000-ES-20 | BYD | 2026-01-10
2024-06-24 | HBS12578 | Shenzhen BYD Electronics Co Ltd LVS 16.0 (x1) w/ GoodWe Technologies Co Ltd GW3000-ES-20 | 16 |  |  | Shenzhen BYD Electronics Co Ltd | LVS 16.0 | 1 | GoodWe Technologies Co Ltd | GW3000-ES-20 | BYD | 2026-01-10
2024-06-24 | HBS12579 | Shenzhen BYD Electronics Co Ltd LVS 20.0 (x1) w/ GoodWe Technologies Co Ltd GW3000-ES-20 | 20 |  |  | Shenzhen BYD Electronics Co Ltd | LVS 20.0 | 1 | GoodWe Technologies Co Ltd | GW3000-ES-20 | BYD | 2026-01-10
2024-06-24 | HBS12580 | Shenzhen BYD Electronics Co Ltd LVS 24.0 (x1) w/ GoodWe Technologies Co Ltd GW3000-ES-20 | 24 |  |  | Shenzhen BYD Electronics Co Ltd | LVS 24.0 | 1 | GoodWe Technologies Co Ltd | GW3000-ES-20 | BYD | 2026-01-10
2024-06-24 | HBS12581 | Shenzhen BYD Electronics Co Ltd LVS 8.0 (x1) w/ GoodWe Technologies Co Ltd GW3600-ES-20 | 8 |  |  | Shenzhen BYD Electronics Co Ltd | LVS 8.0 | 1 | GoodWe Technologies Co Ltd | GW3600-ES-20 | BYD | 2026-01-10
2024-06-24 | HBS12582 | Shenzhen BYD Electronics Co Ltd LVS 12.0 (x1) w/ GoodWe Technologies Co Ltd GW3600-ES-20 | 12 |  |  | Shenzhen BYD Electronics Co Ltd | LVS 12.0 | 1 | GoodWe Technologies Co Ltd | GW3600-ES-20 | BYD | 2026-01-10
2024-06-24 | HBS12583 | Shenzhen BYD Electronics Co Ltd LVS 16.0 (x1) w/ GoodWe Technologies Co Ltd GW3600-ES-20 | 16 |  |  | Shenzhen BYD Electronics Co Ltd | LVS 16.0 | 1 | GoodWe Technologies Co Ltd | GW3600-ES-20 | BYD | 2026-01-10
2024-06-24 | HBS12584 | Shenzhen BYD Electronics Co Ltd LVS 20.0 (x1) w/ GoodWe Technologies Co Ltd GW3600-ES-20 | 20 |  |  | Shenzhen BYD Electronics Co Ltd | LVS 20.0 | 1 | GoodWe Technologies Co Ltd | GW3600-ES-20 | BYD | 2026-01-10
2024-06-24 | HBS12585 | Shenzhen BYD Electronics Co Ltd LVS 24.0 (x1) w/ GoodWe Technologies Co Ltd GW3600-ES-20 | 24 |  |  | Shenzhen BYD Electronics Co Ltd | LVS 24.0 | 1 | GoodWe Technologies Co Ltd | GW3600-ES-20 | BYD | 2026-01-10
2024-06-24 | HBS12586 | Shenzhen BYD Electronics Co Ltd LVS 8.0 (x1) w/ GoodWe Technologies Co Ltd GW3600M-ES-20 | 8 |  |  | Shenzhen BYD Electronics Co Ltd | LVS 8.0 | 1 | GoodWe Technologies Co Ltd | GW3600M-ES-20 | BYD | 2026-01-10
2024-06-24 | HBS12587 | Shenzhen BYD Electronics Co Ltd LVS 12.0 (x1) w/ GoodWe Technologies Co Ltd GW3600M-ES-20 | 12 |  |  | Shenzhen BYD Electronics Co Ltd | LVS 12.0 | 1 | GoodWe Technologies Co Ltd | GW3600M-ES-20 | BYD | 2026-01-10
2024-06-24 | HBS12588 | Shenzhen BYD Electronics Co Ltd LVS 16.0 (x1) w/ GoodWe Technologies Co Ltd GW3600M-ES-20 | 16 |  |  | Shenzhen BYD Electronics Co Ltd | LVS 16.0 | 1 | GoodWe Technologies Co Ltd | GW3600M-ES-20 | BYD | 2026-01-10
2024-06-24 | HBS12589 | Shenzhen BYD Electronics Co Ltd LVS 20.0 (x1) w/ GoodWe Technologies Co Ltd GW3600M-ES-20 | 20 |  |  | Shenzhen BYD Electronics Co Ltd | LVS 20.0 | 1 | GoodWe Technologies Co Ltd | GW3600M-ES-20 | BYD | 2026-01-10
2024-06-24 | HBS12590 | Shenzhen BYD Electronics Co Ltd LVS 24.0 (x1) w/ GoodWe Technologies Co Ltd GW3600M-ES-20 | 24 |  |  | Shenzhen BYD Electronics Co Ltd | LVS 24.0 | 1 | GoodWe Technologies Co Ltd | GW3600M-ES-20 | BYD | 2026-01-10
2024-06-24 | HBS12591 | Shenzhen BYD Electronics Co Ltd LVS 8.0 (x1) w/ GoodWe Technologies Co Ltd GW5000-ES-20 | 8 |  |  | Shenzhen BYD Electronics Co Ltd | LVS 8.0 | 1 | GoodWe Technologies Co Ltd | GW5000-ES-20 | BYD | 2026-01-10
2024-06-24 | HBS12592 | Shenzhen BYD Electronics Co Ltd LVS 12.0 (x1) w/ GoodWe Technologies Co Ltd GW5000-ES-20 | 12 |  |  | Shenzhen BYD Electronics Co Ltd | LVS 12.0 | 1 | GoodWe Technologies Co Ltd | GW5000-ES-20 | BYD | 2026-01-10
2024-06-24 | HBS12593 | Shenzhen BYD Electronics Co Ltd LVS 16.0 (x1) w/ GoodWe Technologies Co Ltd GW5000-ES-20 | 16 |  |  | Shenzhen BYD Electronics Co Ltd | LVS 16.0 | 1 | GoodWe Technologies Co Ltd | GW5000-ES-20 | BYD | 2026-01-10
2024-06-24 | HBS12594 | Shenzhen BYD Electronics Co Ltd LVS 20.0 (x1) w/ GoodWe Technologies Co Ltd GW5000-ES-20 | 20 |  |  | Shenzhen BYD Electronics Co Ltd | LVS 20.0 | 1 | GoodWe Technologies Co Ltd | GW5000-ES-20 | BYD | 2026-01-10
2024-06-24 | HBS12595 | Shenzhen BYD Electronics Co Ltd LVS 24.0 (x1) w/ GoodWe Technologies Co Ltd GW5000-ES-20 | 24 |  |  | Shenzhen BYD Electronics Co Ltd | LVS 24.0 | 1 | GoodWe Technologies Co Ltd | GW5000-ES-20 | BYD | 2026-01-10
2024-06-24 | HBS12596 | Shenzhen BYD Electronics Co Ltd LVS 8.0 (x1) w/ GoodWe Technologies Co Ltd GW5000M-ES-20 | 8 |  |  | Shenzhen BYD Electronics Co Ltd | LVS 8.0 | 1 | GoodWe Technologies Co Ltd | GW5000M-ES-20 | BYD | 2026-01-10
2024-06-24 | HBS12597 | Shenzhen BYD Electronics Co Ltd LVS 12.0 (x1) w/ GoodWe Technologies Co Ltd GW5000M-ES-20 | 12 |  |  | Shenzhen BYD Electronics Co Ltd | LVS 12.0 | 1 | GoodWe Technologies Co Ltd | GW5000M-ES-20 | BYD | 2026-01-10
2024-06-24 | HBS12598 | Shenzhen BYD Electronics Co Ltd LVS 16.0 (x1) w/ GoodWe Technologies Co Ltd GW5000M-ES-20 | 16 |  |  | Shenzhen BYD Electronics Co Ltd | LVS 16.0 | 1 | GoodWe Technologies Co Ltd | GW5000M-ES-20 | BYD | 2026-01-10
2024-06-24 | HBS12599 | Shenzhen BYD Electronics Co Ltd LVS 20.0 (x1) w/ GoodWe Technologies Co Ltd GW5000M-ES-20 | 20 |  |  | Shenzhen BYD Electronics Co Ltd | LVS 20.0 | 1 | GoodWe Technologies Co Ltd | GW5000M-ES-20 | BYD | 2026-01-10
2024-06-24 | HBS12600 | Shenzhen BYD Electronics Co Ltd LVS 24.0 (x1) w/ GoodWe Technologies Co Ltd GW5000M-ES-20 | 24 |  |  | Shenzhen BYD Electronics Co Ltd | LVS 24.0 | 1 | GoodWe Technologies Co Ltd | GW5000M-ES-20 | BYD | 2026-01-10
2024-06-24 | HBS12601 | Shenzhen BYD Electronics Co Ltd LVS 8.0 (x1) w/ GoodWe Technologies Co Ltd GW6000-ES-20 | 8 |  |  | Shenzhen BYD Electronics Co Ltd | LVS 8.0 | 1 | GoodWe Technologies Co Ltd | GW6000-ES-20 | BYD | 2026-01-10
2024-06-24 | HBS12602 | Shenzhen BYD Electronics Co Ltd LVS 12.0 (x1) w/ GoodWe Technologies Co Ltd GW6000-ES-20 | 12 |  |  | Shenzhen BYD Electronics Co Ltd | LVS 12.0 | 1 | GoodWe Technologies Co Ltd | GW6000-ES-20 | BYD | 2026-01-10
2024-06-24 | HBS12603 | Shenzhen BYD Electronics Co Ltd LVS 16.0 (x1) w/ GoodWe Technologies Co Ltd GW6000-ES-20 | 16 |  |  | Shenzhen BYD Electronics Co Ltd | LVS 16.0 | 1 | GoodWe Technologies Co Ltd | GW6000-ES-20 | BYD | 2026-01-10
2024-06-24 | HBS12604 | Shenzhen BYD Electronics Co Ltd LVS 20.0 (x1) w/ GoodWe Technologies Co Ltd GW6000-ES-20 | 20 |  |  | Shenzhen BYD Electronics Co Ltd | LVS 20.0 | 1 | GoodWe Technologies Co Ltd | GW6000-ES-20 | BYD | 2026-01-10
2024-06-24 | HBS12605 | Shenzhen BYD Electronics Co Ltd LVS 24.0 (x1) w/ GoodWe Technologies Co Ltd GW6000-ES-20 | 24 |  |  | Shenzhen BYD Electronics Co Ltd | LVS 24.0 | 1 | GoodWe Technologies Co Ltd | GW6000-ES-20 | BYD | 2026-01-10
2024-06-24 | HBS12606 | Shenzhen BYD Electronics Co Ltd LVS 8.0 (x1) w/ GoodWe Technologies Co Ltd GW6000M-ES-20 | 8 |  |  | Shenzhen BYD Electronics Co Ltd | LVS 8.0 | 1 | GoodWe Technologies Co Ltd | GW6000M-ES-20 | BYD | 2026-01-10
2024-06-24 | HBS12607 | Shenzhen BYD Electronics Co Ltd LVS 12.0 (x1) w/ GoodWe Technologies Co Ltd GW6000M-ES-20 | 12 |  |  | Shenzhen BYD Electronics Co Ltd | LVS 12.0 | 1 | GoodWe Technologies Co Ltd | GW6000M-ES-20 | BYD | 2026-01-10
2024-06-24 | HBS12608 | Shenzhen BYD Electronics Co Ltd LVS 16.0 (x1) w/ GoodWe Technologies Co Ltd GW6000M-ES-20 | 16 |  |  | Shenzhen BYD Electronics Co Ltd | LVS 16.0 | 1 | GoodWe Technologies Co Ltd | GW6000M-ES-20 | BYD | 2026-01-10
2024-06-24 | HBS12609 | Shenzhen BYD Electronics Co Ltd LVS 20.0 (x1) w/ GoodWe Technologies Co Ltd GW6000M-ES-20 | 20 |  |  | Shenzhen BYD Electronics Co Ltd | LVS 20.0 | 1 | GoodWe Technologies Co Ltd | GW6000M-ES-20 | BYD | 2026-01-10
2024-06-24 | HBS12610 | Shenzhen BYD Electronics Co Ltd LVS 24.0 (x1) w/ GoodWe Technologies Co Ltd GW6000M-ES-20 | 24 |  |  | Shenzhen BYD Electronics Co Ltd | LVS 24.0 | 1 | GoodWe Technologies Co Ltd | GW6000M-ES-20 | BYD | 2026-01-10
2024-06-26 | HBS12611 | Pylontech US5000-B (x2) w/ Noark Electrics (Shanghai) Co., Ltd. Ex9N-DH-5KS-AU (AS4777-2 2020) Eastron SDM120CT-M(40mA) | 9.12 |  |  | Pylontech | US5000-B | 2 | Noark Electrics (Shanghai) Co., Ltd. | Ex9N-DH-5KS-AU (AS4777-2 2020) | Pylontech | 2026-11-08
2024-06-26 | HBS12612 | Pylontech US5000-B (x3) w/ Noark Electrics (Shanghai) Co., Ltd. Ex9N-DH-5KS-AU (AS4777-2 2020) Eastron SDM120CT-M(40mA) | 13.68 |  |  | Pylontech | US5000-B | 3 | Noark Electrics (Shanghai) Co., Ltd. | Ex9N-DH-5KS-AU (AS4777-2 2020) | Pylontech | 2026-11-08
2024-06-26 | HBS12613 | Pylontech US5000-B (x4) w/ Noark Electrics (Shanghai) Co., Ltd. Ex9N-DH-5KS-AU (AS4777-2 2020) Eastron SDM120CT-M(40mA) | 18.24 |  |  | Pylontech | US5000-B | 4 | Noark Electrics (Shanghai) Co., Ltd. | Ex9N-DH-5KS-AU (AS4777-2 2020) | Pylontech | 2026-11-08
2024-06-26 | HBS12614 | Pylontech US5000-B (x5) w/ Noark Electrics (Shanghai) Co., Ltd. Ex9N-DH-5KS-AU (AS4777-2 2020) Eastron SDM120CT-M(40mA) | 22.8 |  |  | Pylontech | US5000-B | 5 | Noark Electrics (Shanghai) Co., Ltd. | Ex9N-DH-5KS-AU (AS4777-2 2020) | Pylontech | 2026-11-08
2024-06-26 | HBS12615 | Pylontech US5000-B (x6) w/ Noark Electrics (Shanghai) Co., Ltd. Ex9N-DH-5KS-AU (AS4777-2 2020) Eastron SDM120CT-M(40mA) | 27.36 |  |  | Pylontech | US5000-B | 6 | Noark Electrics (Shanghai) Co., Ltd. | Ex9N-DH-5KS-AU (AS4777-2 2020) | Pylontech | 2026-11-08
2024-06-26 | HBS12616 | Pylontech US5000-B (x7) w/ Noark Electrics (Shanghai) Co., Ltd. Ex9N-DH-5KS-AU (AS4777-2 2020) Eastron SDM120CT-M(40mA) | 31.92 |  |  | Pylontech | US5000-B | 7 | Noark Electrics (Shanghai) Co., Ltd. | Ex9N-DH-5KS-AU (AS4777-2 2020) | Pylontech | 2026-11-08
2024-06-26 | HBS12617 | Pylontech US5000-B (x8) w/ Noark Electrics (Shanghai) Co., Ltd. Ex9N-DH-5KS-AU (AS4777-2 2020) Eastron SDM120CT-M(40mA) | 36.48 |  |  | Pylontech | US5000-B | 8 | Noark Electrics (Shanghai) Co., Ltd. | Ex9N-DH-5KS-AU (AS4777-2 2020) | Pylontech | 2026-11-08
2024-06-26 | HBS12618 | Pylontech US5000-B (x9) w/ Noark Electrics (Shanghai) Co., Ltd. Ex9N-DH-5KS-AU (AS4777-2 2020) Eastron SDM120CT-M(40mA) | 41.04 |  |  | Pylontech | US5000-B | 9 | Noark Electrics (Shanghai) Co., Ltd. | Ex9N-DH-5KS-AU (AS4777-2 2020) | Pylontech | 2026-11-08
2024-06-26 | HBS12619 | Pylontech US5000-B (x10) w/ Noark Electrics (Shanghai) Co., Ltd. Ex9N-DH-5KS-AU (AS4777-2 2020) Eastron SDM120CT-M(40mA) | 45.6 |  |  | Pylontech | US5000-B | 10 | Noark Electrics (Shanghai) Co., Ltd. | Ex9N-DH-5KS-AU (AS4777-2 2020) | Pylontech | 2026-11-08
2024-06-26 | HBS12620 | Pylontech US5000-B (x11) w/ Noark Electrics (Shanghai) Co., Ltd. Ex9N-DH-5KS-AU (AS4777-2 2020) Eastron SDM120CT-M(40mA) | 50.16 |  |  | Pylontech | US5000-B | 11 | Noark Electrics (Shanghai) Co., Ltd. | Ex9N-DH-5KS-AU (AS4777-2 2020) | Pylontech | 2026-11-08
2024-06-26 | HBS12621 | Pylontech US5000-B (x12) w/ Noark Electrics (Shanghai) Co., Ltd. Ex9N-DH-5KS-AU (AS4777-2 2020) Eastron SDM120CT-M(40mA) | 54.72 |  |  | Pylontech | US5000-B | 12 | Noark Electrics (Shanghai) Co., Ltd. | Ex9N-DH-5KS-AU (AS4777-2 2020) | Pylontech | 2026-11-08
2024-06-26 | HBS12622 | Pylontech US5000-B (x13) w/ Noark Electrics (Shanghai) Co., Ltd. Ex9N-DH-5KS-AU (AS4777-2 2020) Eastron SDM120CT-M(40mA) | 59.28 |  |  | Pylontech | US5000-B | 13 | Noark Electrics (Shanghai) Co., Ltd. | Ex9N-DH-5KS-AU (AS4777-2 2020) | Pylontech | 2026-11-08
2024-06-26 | HBS12623 | Pylontech US5000-B (x14) w/ Noark Electrics (Shanghai) Co., Ltd. Ex9N-DH-5KS-AU (AS4777-2 2020) Eastron SDM120CT-M(40mA) | 63.84 |  |  | Pylontech | US5000-B | 14 | Noark Electrics (Shanghai) Co., Ltd. | Ex9N-DH-5KS-AU (AS4777-2 2020) | Pylontech | 2026-11-08
2024-06-26 | HBS12624 | Pylontech US5000-B (x15) w/ Noark Electrics (Shanghai) Co., Ltd. Ex9N-DH-5KS-AU (AS4777-2 2020) Eastron SDM120CT-M(40mA) | 68.4 |  |  | Pylontech | US5000-B | 15 | Noark Electrics (Shanghai) Co., Ltd. | Ex9N-DH-5KS-AU (AS4777-2 2020) | Pylontech | 2026-11-08
2024-06-26 | HBS12625 | Pylontech US5000-B (x16) w/ Noark Electrics (Shanghai) Co., Ltd. Ex9N-DH-5KS-AU (AS4777-2 2020) Eastron SDM120CT-M(40mA) | 72.96 |  |  | Pylontech | US5000-B | 16 | Noark Electrics (Shanghai) Co., Ltd. | Ex9N-DH-5KS-AU (AS4777-2 2020) | Pylontech | 2026-11-08
2024-06-26 | HBS12626 | Pylontech US5000-B (x2) w/ Noark Electrics (Shanghai) Co., Ltd. Ex9N-DH-6KS-AU (AS4777-2 2020) Eastron SDM120CT-M(40mA) | 9.12 |  |  | Pylontech | US5000-B | 2 | Noark Electrics (Shanghai) Co., Ltd. | Ex9N-DH-6KS-AU (AS4777-2 2020) | Pylontech | 2026-11-08
2024-06-26 | HBS12627 | Pylontech US5000-B (x3) w/ Noark Electrics (Shanghai) Co., Ltd. Ex9N-DH-6KS-AU (AS4777-2 2020) Eastron SDM120CT-M(40mA) | 13.68 |  |  | Pylontech | US5000-B | 3 | Noark Electrics (Shanghai) Co., Ltd. | Ex9N-DH-6KS-AU (AS4777-2 2020) | Pylontech | 2026-11-08
2024-06-26 | HBS12628 | Pylontech US5000-B (x4) w/ Noark Electrics (Shanghai) Co., Ltd. Ex9N-DH-6KS-AU (AS4777-2 2020) Eastron SDM120CT-M(40mA) | 18.24 |  |  | Pylontech | US5000-B | 4 | Noark Electrics (Shanghai) Co., Ltd. | Ex9N-DH-6KS-AU (AS4777-2 2020) | Pylontech | 2026-11-08
2024-06-26 | HBS12629 | Pylontech US5000-B (x5) w/ Noark Electrics (Shanghai) Co., Ltd. Ex9N-DH-6KS-AU (AS4777-2 2020) Eastron SDM120CT-M(40mA) | 22.8 |  |  | Pylontech | US5000-B | 5 | Noark Electrics (Shanghai) Co., Ltd. | Ex9N-DH-6KS-AU (AS4777-2 2020) | Pylontech | 2026-11-08
2024-06-26 | HBS12630 | Pylontech US5000-B (x6) w/ Noark Electrics (Shanghai) Co., Ltd. Ex9N-DH-6KS-AU (AS4777-2 2020) Eastron SDM120CT-M(40mA) | 27.36 |  |  | Pylontech | US5000-B | 6 | Noark Electrics (Shanghai) Co., Ltd. | Ex9N-DH-6KS-AU (AS4777-2 2020) | Pylontech | 2026-11-08
2024-06-26 | HBS12631 | Pylontech US5000-B (x7) w/ Noark Electrics (Shanghai) Co., Ltd. Ex9N-DH-6KS-AU (AS4777-2 2020) Eastron SDM120CT-M(40mA) | 31.92 |  |  | Pylontech | US5000-B | 7 | Noark Electrics (Shanghai) Co., Ltd. | Ex9N-DH-6KS-AU (AS4777-2 2020) | Pylontech | 2026-11-08
2024-06-26 | HBS12632 | Pylontech US5000-B (x8) w/ Noark Electrics (Shanghai) Co., Ltd. Ex9N-DH-6KS-AU (AS4777-2 2020) Eastron SDM120CT-M(40mA) | 36.48 |  |  | Pylontech | US5000-B | 8 | Noark Electrics (Shanghai) Co., Ltd. | Ex9N-DH-6KS-AU (AS4777-2 2020) | Pylontech | 2026-11-08
2024-06-26 | HBS12633 | Pylontech US5000-B (x9) w/ Noark Electrics (Shanghai) Co., Ltd. Ex9N-DH-6KS-AU (AS4777-2 2020) Eastron SDM120CT-M(40mA) | 41.04 |  |  | Pylontech | US5000-B | 9 | Noark Electrics (Shanghai) Co., Ltd. | Ex9N-DH-6KS-AU (AS4777-2 2020) | Pylontech | 2026-11-08
2024-06-26 | HBS12634 | Pylontech US5000-B (x10) w/ Noark Electrics (Shanghai) Co., Ltd. Ex9N-DH-6KS-AU (AS4777-2 2020) Eastron SDM120CT-M(40mA) | 45.6 |  |  | Pylontech | US5000-B | 10 | Noark Electrics (Shanghai) Co., Ltd. | Ex9N-DH-6KS-AU (AS4777-2 2020) | Pylontech | 2026-11-08
2024-06-26 | HBS12635 | Pylontech US5000-B (x11) w/ Noark Electrics (Shanghai) Co., Ltd. Ex9N-DH-6KS-AU (AS4777-2 2020) Eastron SDM120CT-M(40mA) | 50.16 |  |  | Pylontech | US5000-B | 11 | Noark Electrics (Shanghai) Co., Ltd. | Ex9N-DH-6KS-AU (AS4777-2 2020) | Pylontech | 2026-11-08
2024-06-26 | HBS12636 | Pylontech US5000-B (x12) w/ Noark Electrics (Shanghai) Co., Ltd. Ex9N-DH-6KS-AU (AS4777-2 2020) Eastron SDM120CT-M(40mA) | 54.72 |  |  | Pylontech | US5000-B | 12 | Noark Electrics (Shanghai) Co., Ltd. | Ex9N-DH-6KS-AU (AS4777-2 2020) | Pylontech | 2026-11-08
2024-06-26 | HBS12637 | Pylontech US5000-B (x13) w/ Noark Electrics (Shanghai) Co., Ltd. Ex9N-DH-6KS-AU (AS4777-2 2020) Eastron SDM120CT-M(40mA) | 59.28 |  |  | Pylontech | US5000-B | 13 | Noark Electrics (Shanghai) Co., Ltd. | Ex9N-DH-6KS-AU (AS4777-2 2020) | Pylontech | 2026-11-08
2024-06-26 | HBS12638 | Pylontech US5000-B (x14) w/ Noark Electrics (Shanghai) Co., Ltd. Ex9N-DH-6KS-AU (AS4777-2 2020) Eastron SDM120CT-M(40mA) | 63.84 |  |  | Pylontech | US5000-B | 14 | Noark Electrics (Shanghai) Co., Ltd. | Ex9N-DH-6KS-AU (AS4777-2 2020) | Pylontech | 2026-11-08
2024-06-26 | HBS12639 | Pylontech US5000-B (x15) w/ Noark Electrics (Shanghai) Co., Ltd. Ex9N-DH-6KS-AU (AS4777-2 2020) Eastron SDM120CT-M(40mA) | 68.4 |  |  | Pylontech | US5000-B | 15 | Noark Electrics (Shanghai) Co., Ltd. | Ex9N-DH-6KS-AU (AS4777-2 2020) | Pylontech | 2026-11-08
2024-06-26 | HBS12640 | Pylontech US5000-B (x16) w/ Noark Electrics (Shanghai) Co., Ltd. Ex9N-DH-6KS-AU (AS4777-2 2020) Eastron SDM120CT-M(40mA) | 72.96 |  |  | Pylontech | US5000-B | 16 | Noark Electrics (Shanghai) Co., Ltd. | Ex9N-DH-6KS-AU (AS4777-2 2020) | Pylontech | 2026-11-08
2024-06-26 | HBS12641 | Pylontech US5000-B (x2) w/ Noark Electrics (Shanghai) Co., Ltd. Ex9N-DH-8KS-AU (AS4777-2 2020) Eastron SDM120CT-M(40mA) | 9.12 |  |  | Pylontech | US5000-B | 2 | Noark Electrics (Shanghai) Co., Ltd. | Ex9N-DH-8KS-AU (AS4777-2 2020) | Pylontech | 2027-01-16
2024-06-26 | HBS12642 | Pylontech US5000-B (x3) w/ Noark Electrics (Shanghai) Co., Ltd. Ex9N-DH-8KS-AU (AS4777-2 2020) Eastron SDM120CT-M(40mA) | 13.68 |  |  | Pylontech | US5000-B | 3 | Noark Electrics (Shanghai) Co., Ltd. | Ex9N-DH-8KS-AU (AS4777-2 2020) | Pylontech | 2027-01-16
2024-06-26 | HBS12643 | Pylontech US5000-B (x4) w/ Noark Electrics (Shanghai) Co., Ltd. Ex9N-DH-8KS-AU (AS4777-2 2020) Eastron SDM120CT-M(40mA) | 18.24 |  |  | Pylontech | US5000-B | 4 | Noark Electrics (Shanghai) Co., Ltd. | Ex9N-DH-8KS-AU (AS4777-2 2020) | Pylontech | 2027-01-16
2024-06-26 | HBS12644 | Pylontech US5000-B (x5) w/ Noark Electrics (Shanghai) Co., Ltd. Ex9N-DH-8KS-AU (AS4777-2 2020) Eastron SDM120CT-M(40mA) | 22.8 |  |  | Pylontech | US5000-B | 5 | Noark Electrics (Shanghai) Co., Ltd. | Ex9N-DH-8KS-AU (AS4777-2 2020) | Pylontech | 2027-01-16
2024-06-26 | HBS12645 | Pylontech US5000-B (x6) w/ Noark Electrics (Shanghai) Co., Ltd. Ex9N-DH-8KS-AU (AS4777-2 2020) Eastron SDM120CT-M(40mA) | 27.36 |  |  | Pylontech | US5000-B | 6 | Noark Electrics (Shanghai) Co., Ltd. | Ex9N-DH-8KS-AU (AS4777-2 2020) | Pylontech | 2027-01-16
2024-06-26 | HBS12646 | Pylontech US5000-B (x7) w/ Noark Electrics (Shanghai) Co., Ltd. Ex9N-DH-8KS-AU (AS4777-2 2020) Eastron SDM120CT-M(40mA) | 31.92 |  |  | Pylontech | US5000-B | 7 | Noark Electrics (Shanghai) Co., Ltd. | Ex9N-DH-8KS-AU (AS4777-2 2020) | Pylontech | 2027-01-16
2024-06-26 | HBS12647 | Pylontech US5000-B (x8) w/ Noark Electrics (Shanghai) Co., Ltd. Ex9N-DH-8KS-AU (AS4777-2 2020) Eastron SDM120CT-M(40mA) | 36.48 |  |  | Pylontech | US5000-B | 8 | Noark Electrics (Shanghai) Co., Ltd. | Ex9N-DH-8KS-AU (AS4777-2 2020) | Pylontech | 2027-01-16
2024-06-26 | HBS12648 | Pylontech US5000-B (x9) w/ Noark Electrics (Shanghai) Co., Ltd. Ex9N-DH-8KS-AU (AS4777-2 2020) Eastron SDM120CT-M(40mA) | 41.04 |  |  | Pylontech | US5000-B | 9 | Noark Electrics (Shanghai) Co., Ltd. | Ex9N-DH-8KS-AU (AS4777-2 2020) | Pylontech | 2027-01-16
2024-06-26 | HBS12649 | Pylontech US5000-B (x10) w/ Noark Electrics (Shanghai) Co., Ltd. Ex9N-DH-8KS-AU (AS4777-2 2020) Eastron SDM120CT-M(40mA) | 45.6 |  |  | Pylontech | US5000-B | 10 | Noark Electrics (Shanghai) Co., Ltd. | Ex9N-DH-8KS-AU (AS4777-2 2020) | Pylontech | 2027-01-16
2024-06-26 | HBS12650 | Pylontech US5000-B (x11) w/ Noark Electrics (Shanghai) Co., Ltd. Ex9N-DH-8KS-AU (AS4777-2 2020) Eastron SDM120CT-M(40mA) | 50.16 |  |  | Pylontech | US5000-B | 11 | Noark Electrics (Shanghai) Co., Ltd. | Ex9N-DH-8KS-AU (AS4777-2 2020) | Pylontech | 2027-01-16
2024-06-26 | HBS12651 | Pylontech US5000-B (x12) w/ Noark Electrics (Shanghai) Co., Ltd. Ex9N-DH-8KS-AU (AS4777-2 2020) Eastron SDM120CT-M(40mA) | 54.72 |  |  | Pylontech | US5000-B | 12 | Noark Electrics (Shanghai) Co., Ltd. | Ex9N-DH-8KS-AU (AS4777-2 2020) | Pylontech | 2027-01-16
2024-06-26 | HBS12652 | Pylontech US5000-B (x13) w/ Noark Electrics (Shanghai) Co., Ltd. Ex9N-DH-8KS-AU (AS4777-2 2020) Eastron SDM120CT-M(40mA) | 59.28 |  |  | Pylontech | US5000-B | 13 | Noark Electrics (Shanghai) Co., Ltd. | Ex9N-DH-8KS-AU (AS4777-2 2020) | Pylontech | 2027-01-16
2024-06-26 | HBS12653 | Pylontech US5000-B (x14) w/ Noark Electrics (Shanghai) Co., Ltd. Ex9N-DH-8KS-AU (AS4777-2 2020) Eastron SDM120CT-M(40mA) | 63.84 |  |  | Pylontech | US5000-B | 14 | Noark Electrics (Shanghai) Co., Ltd. | Ex9N-DH-8KS-AU (AS4777-2 2020) | Pylontech | 2027-01-16
2024-06-26 | HBS12654 | Pylontech US5000-B (x15) w/ Noark Electrics (Shanghai) Co., Ltd. Ex9N-DH-8KS-AU (AS4777-2 2020) Eastron SDM120CT-M(40mA) | 68.4 |  |  | Pylontech | US5000-B | 15 | Noark Electrics (Shanghai) Co., Ltd. | Ex9N-DH-8KS-AU (AS4777-2 2020) | Pylontech | 2027-01-16
2024-06-26 | HBS12655 | Pylontech US5000-B (x16) w/ Noark Electrics (Shanghai) Co., Ltd. Ex9N-DH-8KS-AU (AS4777-2 2020) Eastron SDM120CT-M(40mA) | 72.96 |  |  | Pylontech | US5000-B | 16 | Noark Electrics (Shanghai) Co., Ltd. | Ex9N-DH-8KS-AU (AS4777-2 2020) | Pylontech | 2027-01-16
2024-06-26 | HBS12656 | Pylontech US5000-B (x2) w/ Noark Electrics (Shanghai) Co., Ltd. Ex9N-DH-5KT-AU (AS4777-2 2020) Eastron SDM630 MCT (40mA) Series | 9.12 |  |  | Pylontech | US5000-B | 2 | Noark Electrics (Shanghai) Co., Ltd. | Ex9N-DH-5KT-AU (AS4777-2 2020) | Pylontech | 2027-01-16
2024-06-26 | HBS12657 | Pylontech US5000-B (x3) w/ Noark Electrics (Shanghai) Co., Ltd. Ex9N-DH-5KT-AU (AS4777-2 2020) Eastron SDM630 MCT (40mA) Series | 13.68 |  |  | Pylontech | US5000-B | 3 | Noark Electrics (Shanghai) Co., Ltd. | Ex9N-DH-5KT-AU (AS4777-2 2020) | Pylontech | 2027-01-16
2024-06-26 | HBS12658 | Pylontech US5000-B (x4) w/ Noark Electrics (Shanghai) Co., Ltd. Ex9N-DH-5KT-AU (AS4777-2 2020) Eastron SDM630 MCT (40mA) Series | 18.24 |  |  | Pylontech | US5000-B | 4 | Noark Electrics (Shanghai) Co., Ltd. | Ex9N-DH-5KT-AU (AS4777-2 2020) | Pylontech | 2027-01-16
2024-06-26 | HBS12659 | Pylontech US5000-B (x5) w/ Noark Electrics (Shanghai) Co., Ltd. Ex9N-DH-5KT-AU (AS4777-2 2020) Eastron SDM630 MCT (40mA) Series | 22.8 |  |  | Pylontech | US5000-B | 5 | Noark Electrics (Shanghai) Co., Ltd. | Ex9N-DH-5KT-AU (AS4777-2 2020) | Pylontech | 2027-01-16
2024-06-26 | HBS12660 | Pylontech US5000-B (x6) w/ Noark Electrics (Shanghai) Co., Ltd. Ex9N-DH-5KT-AU (AS4777-2 2020) Eastron SDM630 MCT (40mA) Series | 27.36 |  |  | Pylontech | US5000-B | 6 | Noark Electrics (Shanghai) Co., Ltd. | Ex9N-DH-5KT-AU (AS4777-2 2020) | Pylontech | 2027-01-16
2024-06-26 | HBS12661 | Pylontech US5000-B (x7) w/ Noark Electrics (Shanghai) Co., Ltd. Ex9N-DH-5KT-AU (AS4777-2 2020) Eastron SDM630 MCT (40mA) Series | 31.92 |  |  | Pylontech | US5000-B | 7 | Noark Electrics (Shanghai) Co., Ltd. | Ex9N-DH-5KT-AU (AS4777-2 2020) | Pylontech | 2027-01-16
2024-06-26 | HBS12662 | Pylontech US5000-B (x8) w/ Noark Electrics (Shanghai) Co., Ltd. Ex9N-DH-5KT-AU (AS4777-2 2020) Eastron SDM630 MCT (40mA) Series | 36.48 |  |  | Pylontech | US5000-B | 8 | Noark Electrics (Shanghai) Co., Ltd. | Ex9N-DH-5KT-AU (AS4777-2 2020) | Pylontech | 2027-01-16
2024-06-26 | HBS12663 | Pylontech US5000-B (x9) w/ Noark Electrics (Shanghai) Co., Ltd. Ex9N-DH-5KT-AU (AS4777-2 2020) Eastron SDM630 MCT (40mA) Series | 41.04 |  |  | Pylontech | US5000-B | 9 | Noark Electrics (Shanghai) Co., Ltd. | Ex9N-DH-5KT-AU (AS4777-2 2020) | Pylontech | 2027-01-16
2024-06-26 | HBS12664 | Pylontech US5000-B (x10) w/ Noark Electrics (Shanghai) Co., Ltd. Ex9N-DH-5KT-AU (AS4777-2 2020) Eastron SDM630 MCT (40mA) Series | 45.6 |  |  | Pylontech | US5000-B | 10 | Noark Electrics (Shanghai) Co., Ltd. | Ex9N-DH-5KT-AU (AS4777-2 2020) | Pylontech | 2027-01-16
2024-06-26 | HBS12665 | Pylontech US5000-B (x11) w/ Noark Electrics (Shanghai) Co., Ltd. Ex9N-DH-5KT-AU (AS4777-2 2020) Eastron SDM630 MCT (40mA) Series | 50.16 |  |  | Pylontech | US5000-B | 11 | Noark Electrics (Shanghai) Co., Ltd. | Ex9N-DH-5KT-AU (AS4777-2 2020) | Pylontech | 2027-01-16
2024-06-26 | HBS12666 | Pylontech US5000-B (x12) w/ Noark Electrics (Shanghai) Co., Ltd. Ex9N-DH-5KT-AU (AS4777-2 2020) Eastron SDM630 MCT (40mA) Series | 54.72 |  |  | Pylontech | US5000-B | 12 | Noark Electrics (Shanghai) Co., Ltd. | Ex9N-DH-5KT-AU (AS4777-2 2020) | Pylontech | 2027-01-16
2024-06-26 | HBS12667 | Pylontech US5000-B (x13) w/ Noark Electrics (Shanghai) Co., Ltd. Ex9N-DH-5KT-AU (AS4777-2 2020) Eastron SDM630 MCT (40mA) Series | 59.28 |  |  | Pylontech | US5000-B | 13 | Noark Electrics (Shanghai) Co., Ltd. | Ex9N-DH-5KT-AU (AS4777-2 2020) | Pylontech | 2027-01-16
2024-06-26 | HBS12668 | Pylontech US5000-B (x14) w/ Noark Electrics (Shanghai) Co., Ltd. Ex9N-DH-5KT-AU (AS4777-2 2020) Eastron SDM630 MCT (40mA) Series | 63.84 |  |  | Pylontech | US5000-B | 14 | Noark Electrics (Shanghai) Co., Ltd. | Ex9N-DH-5KT-AU (AS4777-2 2020) | Pylontech | 2027-01-16
2024-06-26 | HBS12669 | Pylontech US5000-B (x15) w/ Noark Electrics (Shanghai) Co., Ltd. Ex9N-DH-5KT-AU (AS4777-2 2020) Eastron SDM630 MCT (40mA) Series | 68.4 |  |  | Pylontech | US5000-B | 15 | Noark Electrics (Shanghai) Co., Ltd. | Ex9N-DH-5KT-AU (AS4777-2 2020) | Pylontech | 2027-01-16
2024-06-26 | HBS12670 | Pylontech US5000-B (x16) w/ Noark Electrics (Shanghai) Co., Ltd. Ex9N-DH-5KT-AU (AS4777-2 2020) Eastron SDM630 MCT (40mA) Series | 72.96 |  |  | Pylontech | US5000-B | 16 | Noark Electrics (Shanghai) Co., Ltd. | Ex9N-DH-5KT-AU (AS4777-2 2020) | Pylontech | 2027-01-16
2024-06-26 | HBS12671 | Pylontech US5000-B (x2) w/ Noark Electrics (Shanghai) Co., Ltd. Ex9N-DH-6KT-AU (AS4777-2 2020) Eastron SDM630 MCT (40mA) Series | 9.12 |  |  | Pylontech | US5000-B | 2 | Noark Electrics (Shanghai) Co., Ltd. | Ex9N-DH-6KT-AU (AS4777-2 2020) | Pylontech | 2027-01-16
2024-06-26 | HBS12672 | Pylontech US5000-B (x3) w/ Noark Electrics (Shanghai) Co., Ltd. Ex9N-DH-6KT-AU (AS4777-2 2020) Eastron SDM630 MCT (40mA) Series | 13.68 |  |  | Pylontech | US5000-B | 3 | Noark Electrics (Shanghai) Co., Ltd. | Ex9N-DH-6KT-AU (AS4777-2 2020) | Pylontech | 2027-01-16
2024-06-26 | HBS12673 | Pylontech US5000-B (x4) w/ Noark Electrics (Shanghai) Co., Ltd. Ex9N-DH-6KT-AU (AS4777-2 2020) Eastron SDM630 MCT (40mA) Series | 18.24 |  |  | Pylontech | US5000-B | 4 | Noark Electrics (Shanghai) Co., Ltd. | Ex9N-DH-6KT-AU (AS4777-2 2020) | Pylontech | 2027-01-16
2024-06-26 | HBS12674 | Pylontech US5000-B (x5) w/ Noark Electrics (Shanghai) Co., Ltd. Ex9N-DH-6KT-AU (AS4777-2 2020) Eastron SDM630 MCT (40mA) Series | 22.8 |  |  | Pylontech | US5000-B | 5 | Noark Electrics (Shanghai) Co., Ltd. | Ex9N-DH-6KT-AU (AS4777-2 2020) | Pylontech | 2027-01-16
2024-06-26 | HBS12675 | Pylontech US5000-B (x6) w/ Noark Electrics (Shanghai) Co., Ltd. Ex9N-DH-6KT-AU (AS4777-2 2020) Eastron SDM630 MCT (40mA) Series | 27.36 |  |  | Pylontech | US5000-B | 6 | Noark Electrics (Shanghai) Co., Ltd. | Ex9N-DH-6KT-AU (AS4777-2 2020) | Pylontech | 2027-01-16
2024-06-26 | HBS12676 | Pylontech US5000-B (x7) w/ Noark Electrics (Shanghai) Co., Ltd. Ex9N-DH-6KT-AU (AS4777-2 2020) Eastron SDM630 MCT (40mA) Series | 31.92 |  |  | Pylontech | US5000-B | 7 | Noark Electrics (Shanghai) Co., Ltd. | Ex9N-DH-6KT-AU (AS4777-2 2020) | Pylontech | 2027-01-16
2024-06-26 | HBS12677 | Pylontech US5000-B (x8) w/ Noark Electrics (Shanghai) Co., Ltd. Ex9N-DH-6KT-AU (AS4777-2 2020) Eastron SDM630 MCT (40mA) Series | 36.48 |  |  | Pylontech | US5000-B | 8 | Noark Electrics (Shanghai) Co., Ltd. | Ex9N-DH-6KT-AU (AS4777-2 2020) | Pylontech | 2027-01-16
2024-06-26 | HBS12678 | Pylontech US5000-B (x9) w/ Noark Electrics (Shanghai) Co., Ltd. Ex9N-DH-6KT-AU (AS4777-2 2020) Eastron SDM630 MCT (40mA) Series | 41.04 |  |  | Pylontech | US5000-B | 9 | Noark Electrics (Shanghai) Co., Ltd. | Ex9N-DH-6KT-AU (AS4777-2 2020) | Pylontech | 2027-01-16
2024-06-26 | HBS12679 | Pylontech US5000-B (x10) w/ Noark Electrics (Shanghai) Co., Ltd. Ex9N-DH-6KT-AU (AS4777-2 2020) Eastron SDM630 MCT (40mA) Series | 45.6 |  |  | Pylontech | US5000-B | 10 | Noark Electrics (Shanghai) Co., Ltd. | Ex9N-DH-6KT-AU (AS4777-2 2020) | Pylontech | 2027-01-16
2024-06-26 | HBS12680 | Pylontech US5000-B (x11) w/ Noark Electrics (Shanghai) Co., Ltd. Ex9N-DH-6KT-AU (AS4777-2 2020) Eastron SDM630 MCT (40mA) Series | 50.16 |  |  | Pylontech | US5000-B | 11 | Noark Electrics (Shanghai) Co., Ltd. | Ex9N-DH-6KT-AU (AS4777-2 2020) | Pylontech | 2027-01-16
2024-06-26 | HBS12681 | Pylontech US5000-B (x12) w/ Noark Electrics (Shanghai) Co., Ltd. Ex9N-DH-6KT-AU (AS4777-2 2020) Eastron SDM630 MCT (40mA) Series | 54.72 |  |  | Pylontech | US5000-B | 12 | Noark Electrics (Shanghai) Co., Ltd. | Ex9N-DH-6KT-AU (AS4777-2 2020) | Pylontech | 2027-01-16
2024-06-26 | HBS12682 | Pylontech US5000-B (x13) w/ Noark Electrics (Shanghai) Co., Ltd. Ex9N-DH-6KT-AU (AS4777-2 2020) Eastron SDM630 MCT (40mA) Series | 59.28 |  |  | Pylontech | US5000-B | 13 | Noark Electrics (Shanghai) Co., Ltd. | Ex9N-DH-6KT-AU (AS4777-2 2020) | Pylontech | 2027-01-16
2024-06-26 | HBS12683 | Pylontech US5000-B (x14) w/ Noark Electrics (Shanghai) Co., Ltd. Ex9N-DH-6KT-AU (AS4777-2 2020) Eastron SDM630 MCT (40mA) Series | 63.84 |  |  | Pylontech | US5000-B | 14 | Noark Electrics (Shanghai) Co., Ltd. | Ex9N-DH-6KT-AU (AS4777-2 2020) | Pylontech | 2027-01-16
2024-06-26 | HBS12684 | Pylontech US5000-B (x15) w/ Noark Electrics (Shanghai) Co., Ltd. Ex9N-DH-6KT-AU (AS4777-2 2020) Eastron SDM630 MCT (40mA) Series | 68.4 |  |  | Pylontech | US5000-B | 15 | Noark Electrics (Shanghai) Co., Ltd. | Ex9N-DH-6KT-AU (AS4777-2 2020) | Pylontech | 2027-01-16
2024-06-26 | HBS12685 | Pylontech US5000-B (x16) w/ Noark Electrics (Shanghai) Co., Ltd. Ex9N-DH-6KT-AU (AS4777-2 2020) Eastron SDM630 MCT (40mA) Series | 72.96 |  |  | Pylontech | US5000-B | 16 | Noark Electrics (Shanghai) Co., Ltd. | Ex9N-DH-6KT-AU (AS4777-2 2020) | Pylontech | 2027-01-16
2024-06-26 | HBS12686 | Pylontech US5000-B (x2) w/ Noark Electrics (Shanghai) Co., Ltd. Ex9N-DH-8KT-AU (AS4777-2 2020) Eastron SDM630 MCT (40mA) Series | 9.12 |  |  | Pylontech | US5000-B | 2 | Noark Electrics (Shanghai) Co., Ltd. | Ex9N-DH-8KT-AU (AS4777-2 2020) | Pylontech | 2027-01-16
2024-06-26 | HBS12687 | Pylontech US5000-B (x3) w/ Noark Electrics (Shanghai) Co., Ltd. Ex9N-DH-8KT-AU (AS4777-2 2020) Eastron SDM630 MCT (40mA) Series | 13.68 |  |  | Pylontech | US5000-B | 3 | Noark Electrics (Shanghai) Co., Ltd. | Ex9N-DH-8KT-AU (AS4777-2 2020) | Pylontech | 2027-01-16
2024-06-26 | HBS12688 | Pylontech US5000-B (x4) w/ Noark Electrics (Shanghai) Co., Ltd. Ex9N-DH-8KT-AU (AS4777-2 2020) Eastron SDM630 MCT (40mA) Series | 18.24 |  |  | Pylontech | US5000-B | 4 | Noark Electrics (Shanghai) Co., Ltd. | Ex9N-DH-8KT-AU (AS4777-2 2020) | Pylontech | 2027-01-16
2024-06-26 | HBS12689 | Pylontech US5000-B (x5) w/ Noark Electrics (Shanghai) Co., Ltd. Ex9N-DH-8KT-AU (AS4777-2 2020) Eastron SDM630 MCT (40mA) Series | 22.8 |  |  | Pylontech | US5000-B | 5 | Noark Electrics (Shanghai) Co., Ltd. | Ex9N-DH-8KT-AU (AS4777-2 2020) | Pylontech | 2027-01-16
2024-06-26 | HBS12690 | Pylontech US5000-B (x6) w/ Noark Electrics (Shanghai) Co., Ltd. Ex9N-DH-8KT-AU (AS4777-2 2020) Eastron SDM630 MCT (40mA) Series | 27.36 |  |  | Pylontech | US5000-B | 6 | Noark Electrics (Shanghai) Co., Ltd. | Ex9N-DH-8KT-AU (AS4777-2 2020) | Pylontech | 2027-01-16
2024-06-26 | HBS12691 | Pylontech US5000-B (x7) w/ Noark Electrics (Shanghai) Co., Ltd. Ex9N-DH-8KT-AU (AS4777-2 2020) Eastron SDM630 MCT (40mA) Series | 31.92 |  |  | Pylontech | US5000-B | 7 | Noark Electrics (Shanghai) Co., Ltd. | Ex9N-DH-8KT-AU (AS4777-2 2020) | Pylontech | 2027-01-16
2024-06-26 | HBS12692 | Pylontech US5000-B (x8) w/ Noark Electrics (Shanghai) Co., Ltd. Ex9N-DH-8KT-AU (AS4777-2 2020) Eastron SDM630 MCT (40mA) Series | 36.48 |  |  | Pylontech | US5000-B | 8 | Noark Electrics (Shanghai) Co., Ltd. | Ex9N-DH-8KT-AU (AS4777-2 2020) | Pylontech | 2027-01-16
2024-06-26 | HBS12693 | Pylontech US5000-B (x9) w/ Noark Electrics (Shanghai) Co., Ltd. Ex9N-DH-8KT-AU (AS4777-2 2020) Eastron SDM630 MCT (40mA) Series | 41.04 |  |  | Pylontech | US5000-B | 9 | Noark Electrics (Shanghai) Co., Ltd. | Ex9N-DH-8KT-AU (AS4777-2 2020) | Pylontech | 2027-01-16
2024-06-26 | HBS12694 | Pylontech US5000-B (x10) w/ Noark Electrics (Shanghai) Co., Ltd. Ex9N-DH-8KT-AU (AS4777-2 2020) Eastron SDM630 MCT (40mA) Series | 45.6 |  |  | Pylontech | US5000-B | 10 | Noark Electrics (Shanghai) Co., Ltd. | Ex9N-DH-8KT-AU (AS4777-2 2020) | Pylontech | 2027-01-16
2024-06-26 | HBS12695 | Pylontech US5000-B (x11) w/ Noark Electrics (Shanghai) Co., Ltd. Ex9N-DH-8KT-AU (AS4777-2 2020) Eastron SDM630 MCT (40mA) Series | 50.16 |  |  | Pylontech | US5000-B | 11 | Noark Electrics (Shanghai) Co., Ltd. | Ex9N-DH-8KT-AU (AS4777-2 2020) | Pylontech | 2027-01-16
2024-06-26 | HBS12696 | Pylontech US5000-B (x12) w/ Noark Electrics (Shanghai) Co., Ltd. Ex9N-DH-8KT-AU (AS4777-2 2020) Eastron SDM630 MCT (40mA) Series | 54.72 |  |  | Pylontech | US5000-B | 12 | Noark Electrics (Shanghai) Co., Ltd. | Ex9N-DH-8KT-AU (AS4777-2 2020) | Pylontech | 2027-01-16
2024-06-26 | HBS12697 | Pylontech US5000-B (x13) w/ Noark Electrics (Shanghai) Co., Ltd. Ex9N-DH-8KT-AU (AS4777-2 2020) Eastron SDM630 MCT (40mA) Series | 59.28 |  |  | Pylontech | US5000-B | 13 | Noark Electrics (Shanghai) Co., Ltd. | Ex9N-DH-8KT-AU (AS4777-2 2020) | Pylontech | 2027-01-16
2024-06-26 | HBS12698 | Pylontech US5000-B (x14) w/ Noark Electrics (Shanghai) Co., Ltd. Ex9N-DH-8KT-AU (AS4777-2 2020) Eastron SDM630 MCT (40mA) Series | 63.84 |  |  | Pylontech | US5000-B | 14 | Noark Electrics (Shanghai) Co., Ltd. | Ex9N-DH-8KT-AU (AS4777-2 2020) | Pylontech | 2027-01-16
2024-06-26 | HBS12699 | Pylontech US5000-B (x15) w/ Noark Electrics (Shanghai) Co., Ltd. Ex9N-DH-8KT-AU (AS4777-2 2020) Eastron SDM630 MCT (40mA) Series | 68.4 |  |  | Pylontech | US5000-B | 15 | Noark Electrics (Shanghai) Co., Ltd. | Ex9N-DH-8KT-AU (AS4777-2 2020) | Pylontech | 2027-01-16
2024-06-26 | HBS12700 | Pylontech US5000-B (x16) w/ Noark Electrics (Shanghai) Co., Ltd. Ex9N-DH-8KT-AU (AS4777-2 2020) Eastron SDM630 MCT (40mA) Series | 72.96 |  |  | Pylontech | US5000-B | 16 | Noark Electrics (Shanghai) Co., Ltd. | Ex9N-DH-8KT-AU (AS4777-2 2020) | Pylontech | 2027-01-16
2024-06-26 | HBS12701 | Pylontech US5000-B (x2) w/ Noark Electrics (Shanghai) Co., Ltd. Ex9N-DH-10KT-AU (AS4777-2 2020) Eastron SDM630 MCT (40mA) Series | 9.12 |  |  | Pylontech | US5000-B | 2 | Noark Electrics (Shanghai) Co., Ltd. | Ex9N-DH-10KT-AU (AS4777-2 2020) | Pylontech | 2027-01-16
2024-06-26 | HBS12702 | Pylontech US5000-B (x3) w/ Noark Electrics (Shanghai) Co., Ltd. Ex9N-DH-10KT-AU (AS4777-2 2020) Eastron SDM630 MCT (40mA) Series | 13.68 |  |  | Pylontech | US5000-B | 3 | Noark Electrics (Shanghai) Co., Ltd. | Ex9N-DH-10KT-AU (AS4777-2 2020) | Pylontech | 2027-01-16
2024-06-26 | HBS12703 | Pylontech US5000-B (x4) w/ Noark Electrics (Shanghai) Co., Ltd. Ex9N-DH-10KT-AU (AS4777-2 2020) Eastron SDM630 MCT (40mA) Series | 18.24 |  |  | Pylontech | US5000-B | 4 | Noark Electrics (Shanghai) Co., Ltd. | Ex9N-DH-10KT-AU (AS4777-2 2020) | Pylontech | 2027-01-16
2024-06-26 | HBS12704 | Pylontech US5000-B (x5) w/ Noark Electrics (Shanghai) Co., Ltd. Ex9N-DH-10KT-AU (AS4777-2 2020) Eastron SDM630 MCT (40mA) Series | 22.8 |  |  | Pylontech | US5000-B | 5 | Noark Electrics (Shanghai) Co., Ltd. | Ex9N-DH-10KT-AU (AS4777-2 2020) | Pylontech | 2027-01-16
2024-06-26 | HBS12705 | Pylontech US5000-B (x6) w/ Noark Electrics (Shanghai) Co., Ltd. Ex9N-DH-10KT-AU (AS4777-2 2020) Eastron SDM630 MCT (40mA) Series | 27.36 |  |  | Pylontech | US5000-B | 6 | Noark Electrics (Shanghai) Co., Ltd. | Ex9N-DH-10KT-AU (AS4777-2 2020) | Pylontech | 2027-01-16
2024-06-26 | HBS12706 | Pylontech US5000-B (x7) w/ Noark Electrics (Shanghai) Co., Ltd. Ex9N-DH-10KT-AU (AS4777-2 2020) Eastron SDM630 MCT (40mA) Series | 31.92 |  |  | Pylontech | US5000-B | 7 | Noark Electrics (Shanghai) Co., Ltd. | Ex9N-DH-10KT-AU (AS4777-2 2020) | Pylontech | 2027-01-16
2024-06-26 | HBS12707 | Pylontech US5000-B (x8) w/ Noark Electrics (Shanghai) Co., Ltd. Ex9N-DH-10KT-AU (AS4777-2 2020) Eastron SDM630 MCT (40mA) Series | 36.48 |  |  | Pylontech | US5000-B | 8 | Noark Electrics (Shanghai) Co., Ltd. | Ex9N-DH-10KT-AU (AS4777-2 2020) | Pylontech | 2027-01-16
2024-06-26 | HBS12708 | Pylontech US5000-B (x9) w/ Noark Electrics (Shanghai) Co., Ltd. Ex9N-DH-10KT-AU (AS4777-2 2020) Eastron SDM630 MCT (40mA) Series | 41.04 |  |  | Pylontech | US5000-B | 9 | Noark Electrics (Shanghai) Co., Ltd. | Ex9N-DH-10KT-AU (AS4777-2 2020) | Pylontech | 2027-01-16
2024-06-26 | HBS12709 | Pylontech US5000-B (x10) w/ Noark Electrics (Shanghai) Co., Ltd. Ex9N-DH-10KT-AU (AS4777-2 2020) Eastron SDM630 MCT (40mA) Series | 45.6 |  |  | Pylontech | US5000-B | 10 | Noark Electrics (Shanghai) Co., Ltd. | Ex9N-DH-10KT-AU (AS4777-2 2020) | Pylontech | 2027-01-16
2024-06-26 | HBS12710 | Pylontech US5000-B (x11) w/ Noark Electrics (Shanghai) Co., Ltd. Ex9N-DH-10KT-AU (AS4777-2 2020) Eastron SDM630 MCT (40mA) Series | 50.16 |  |  | Pylontech | US5000-B | 11 | Noark Electrics (Shanghai) Co., Ltd. | Ex9N-DH-10KT-AU (AS4777-2 2020) | Pylontech | 2027-01-16
2024-06-26 | HBS12711 | Pylontech US5000-B (x12) w/ Noark Electrics (Shanghai) Co., Ltd. Ex9N-DH-10KT-AU (AS4777-2 2020) Eastron SDM630 MCT (40mA) Series | 54.72 |  |  | Pylontech | US5000-B | 12 | Noark Electrics (Shanghai) Co., Ltd. | Ex9N-DH-10KT-AU (AS4777-2 2020) | Pylontech | 2027-01-16
2024-06-26 | HBS12712 | Pylontech US5000-B (x13) w/ Noark Electrics (Shanghai) Co., Ltd. Ex9N-DH-10KT-AU (AS4777-2 2020) Eastron SDM630 MCT (40mA) Series | 59.28 |  |  | Pylontech | US5000-B | 13 | Noark Electrics (Shanghai) Co., Ltd. | Ex9N-DH-10KT-AU (AS4777-2 2020) | Pylontech | 2027-01-16
2024-06-26 | HBS12713 | Pylontech US5000-B (x14) w/ Noark Electrics (Shanghai) Co., Ltd. Ex9N-DH-10KT-AU (AS4777-2 2020) Eastron SDM630 MCT (40mA) Series | 63.84 |  |  | Pylontech | US5000-B | 14 | Noark Electrics (Shanghai) Co., Ltd. | Ex9N-DH-10KT-AU (AS4777-2 2020) | Pylontech | 2027-01-16
2024-06-26 | HBS12714 | Pylontech US5000-B (x15) w/ Noark Electrics (Shanghai) Co., Ltd. Ex9N-DH-10KT-AU (AS4777-2 2020) Eastron SDM630 MCT (40mA) Series | 68.4 |  |  | Pylontech | US5000-B | 15 | Noark Electrics (Shanghai) Co., Ltd. | Ex9N-DH-10KT-AU (AS4777-2 2020) | Pylontech | 2027-01-16
2024-06-26 | HBS12715 | Pylontech US5000-B (x16) w/ Noark Electrics (Shanghai) Co., Ltd. Ex9N-DH-10KT-AU (AS4777-2 2020) Eastron SDM630 MCT (40mA) Series | 72.96 |  |  | Pylontech | US5000-B | 16 | Noark Electrics (Shanghai) Co., Ltd. | Ex9N-DH-10KT-AU (AS4777-2 2020) | Pylontech | 2027-01-16
2024-06-26 | HBS12716 | Pylontech US5000-B (x2) w/ Noark Electrics (Shanghai) Co., Ltd. Ex9N-DH-12KT-AU (AS4777-2 2020) Eastron SDM630 MCT (40mA) Series | 9.12 |  |  | Pylontech | US5000-B | 2 | Noark Electrics (Shanghai) Co., Ltd. | Ex9N-DH-12KT-AU (AS4777-2 2020) | Pylontech | 2027-01-16
2024-06-26 | HBS12717 | Pylontech US5000-B (x3) w/ Noark Electrics (Shanghai) Co., Ltd. Ex9N-DH-12KT-AU (AS4777-2 2020) Eastron SDM630 MCT (40mA) Series | 13.68 |  |  | Pylontech | US5000-B | 3 | Noark Electrics (Shanghai) Co., Ltd. | Ex9N-DH-12KT-AU (AS4777-2 2020) | Pylontech | 2027-01-16
2024-06-26 | HBS12718 | Pylontech US5000-B (x4) w/ Noark Electrics (Shanghai) Co., Ltd. Ex9N-DH-12KT-AU (AS4777-2 2020) Eastron SDM630 MCT (40mA) Series | 18.24 |  |  | Pylontech | US5000-B | 4 | Noark Electrics (Shanghai) Co., Ltd. | Ex9N-DH-12KT-AU (AS4777-2 2020) | Pylontech | 2027-01-16
2024-06-26 | HBS12719 | Pylontech US5000-B (x5) w/ Noark Electrics (Shanghai) Co., Ltd. Ex9N-DH-12KT-AU (AS4777-2 2020) Eastron SDM630 MCT (40mA) Series | 22.8 |  |  | Pylontech | US5000-B | 5 | Noark Electrics (Shanghai) Co., Ltd. | Ex9N-DH-12KT-AU (AS4777-2 2020) | Pylontech | 2027-01-16
2024-06-26 | HBS12720 | Pylontech US5000-B (x6) w/ Noark Electrics (Shanghai) Co., Ltd. Ex9N-DH-12KT-AU (AS4777-2 2020) Eastron SDM630 MCT (40mA) Series | 27.36 |  |  | Pylontech | US5000-B | 6 | Noark Electrics (Shanghai) Co., Ltd. | Ex9N-DH-12KT-AU (AS4777-2 2020) | Pylontech | 2027-01-16
2024-06-26 | HBS12721 | Pylontech US5000-B (x7) w/ Noark Electrics (Shanghai) Co., Ltd. Ex9N-DH-12KT-AU (AS4777-2 2020) Eastron SDM630 MCT (40mA) Series | 31.92 |  |  | Pylontech | US5000-B | 7 | Noark Electrics (Shanghai) Co., Ltd. | Ex9N-DH-12KT-AU (AS4777-2 2020) | Pylontech | 2027-01-16
2024-06-26 | HBS12722 | Pylontech US5000-B (x8) w/ Noark Electrics (Shanghai) Co., Ltd. Ex9N-DH-12KT-AU (AS4777-2 2020) Eastron SDM630 MCT (40mA) Series | 36.48 |  |  | Pylontech | US5000-B | 8 | Noark Electrics (Shanghai) Co., Ltd. | Ex9N-DH-12KT-AU (AS4777-2 2020) | Pylontech | 2027-01-16
2024-06-26 | HBS12723 | Pylontech US5000-B (x9) w/ Noark Electrics (Shanghai) Co., Ltd. Ex9N-DH-12KT-AU (AS4777-2 2020) Eastron SDM630 MCT (40mA) Series | 41.04 |  |  | Pylontech | US5000-B | 9 | Noark Electrics (Shanghai) Co., Ltd. | Ex9N-DH-12KT-AU (AS4777-2 2020) | Pylontech | 2027-01-16
2024-06-26 | HBS12724 | Pylontech US5000-B (x10) w/ Noark Electrics (Shanghai) Co., Ltd. Ex9N-DH-12KT-AU (AS4777-2 2020) Eastron SDM630 MCT (40mA) Series | 45.6 |  |  | Pylontech | US5000-B | 10 | Noark Electrics (Shanghai) Co., Ltd. | Ex9N-DH-12KT-AU (AS4777-2 2020) | Pylontech | 2027-01-16
2024-06-26 | HBS12725 | Pylontech US5000-B (x11) w/ Noark Electrics (Shanghai) Co., Ltd. Ex9N-DH-12KT-AU (AS4777-2 2020) Eastron SDM630 MCT (40mA) Series | 50.16 |  |  | Pylontech | US5000-B | 11 | Noark Electrics (Shanghai) Co., Ltd. | Ex9N-DH-12KT-AU (AS4777-2 2020) | Pylontech | 2027-01-16
2024-06-26 | HBS12726 | Pylontech US5000-B (x12) w/ Noark Electrics (Shanghai) Co., Ltd. Ex9N-DH-12KT-AU (AS4777-2 2020) Eastron SDM630 MCT (40mA) Series | 54.72 |  |  | Pylontech | US5000-B | 12 | Noark Electrics (Shanghai) Co., Ltd. | Ex9N-DH-12KT-AU (AS4777-2 2020) | Pylontech | 2027-01-16
2024-06-26 | HBS12727 | Pylontech US5000-B (x13) w/ Noark Electrics (Shanghai) Co., Ltd. Ex9N-DH-12KT-AU (AS4777-2 2020) Eastron SDM630 MCT (40mA) Series | 59.28 |  |  | Pylontech | US5000-B | 13 | Noark Electrics (Shanghai) Co., Ltd. | Ex9N-DH-12KT-AU (AS4777-2 2020) | Pylontech | 2027-01-16
2024-06-26 | HBS12728 | Pylontech US5000-B (x14) w/ Noark Electrics (Shanghai) Co., Ltd. Ex9N-DH-12KT-AU (AS4777-2 2020) Eastron SDM630 MCT (40mA) Series | 63.84 |  |  | Pylontech | US5000-B | 14 | Noark Electrics (Shanghai) Co., Ltd. | Ex9N-DH-12KT-AU (AS4777-2 2020) | Pylontech | 2027-01-16
2024-06-26 | HBS12729 | Pylontech US5000-B (x15) w/ Noark Electrics (Shanghai) Co., Ltd. Ex9N-DH-12KT-AU (AS4777-2 2020) Eastron SDM630 MCT (40mA) Series | 68.4 |  |  | Pylontech | US5000-B | 15 | Noark Electrics (Shanghai) Co., Ltd. | Ex9N-DH-12KT-AU (AS4777-2 2020) | Pylontech | 2027-01-16
2024-06-26 | HBS12730 | Pylontech US5000-B (x16) w/ Noark Electrics (Shanghai) Co., Ltd. Ex9N-DH-12KT-AU (AS4777-2 2020) Eastron SDM630 MCT (40mA) Series | 72.96 |  |  | Pylontech | US5000-B | 16 | Noark Electrics (Shanghai) Co., Ltd. | Ex9N-DH-12KT-AU (AS4777-2 2020) | Pylontech | 2027-01-16
2024-06-26 | HBS12731 | Pylontech US3000C (x2) w/ Noark Electrics (Shanghai) Co., Ltd. Ex9N-DH-5KS-AU (AS4777-2 2020) Eastron SDM120CT-M(40mA) | 6.74 |  |  | Pylontech | US3000C | 2 | Noark Electrics (Shanghai) Co., Ltd. | Ex9N-DH-5KS-AU (AS4777-2 2020) | Pylontech | 2026-11-08
2024-06-26 | HBS12732 | Pylontech US3000C (x3) w/ Noark Electrics (Shanghai) Co., Ltd. Ex9N-DH-5KS-AU (AS4777-2 2020) Eastron SDM120CT-M(40mA) | 10.11 |  |  | Pylontech | US3000C | 3 | Noark Electrics (Shanghai) Co., Ltd. | Ex9N-DH-5KS-AU (AS4777-2 2020) | Pylontech | 2026-11-08
2024-06-26 | HBS12733 | Pylontech US3000C (x4) w/ Noark Electrics (Shanghai) Co., Ltd. Ex9N-DH-5KS-AU (AS4777-2 2020) Eastron SDM120CT-M(40mA) | 13.48 |  |  | Pylontech | US3000C | 4 | Noark Electrics (Shanghai) Co., Ltd. | Ex9N-DH-5KS-AU (AS4777-2 2020) | Pylontech | 2026-11-08
2024-06-26 | HBS12734 | Pylontech US3000C (x5) w/ Noark Electrics (Shanghai) Co., Ltd. Ex9N-DH-5KS-AU (AS4777-2 2020) Eastron SDM120CT-M(40mA) | 16.85 |  |  | Pylontech | US3000C | 5 | Noark Electrics (Shanghai) Co., Ltd. | Ex9N-DH-5KS-AU (AS4777-2 2020) | Pylontech | 2026-11-08
2024-06-26 | HBS12735 | Pylontech US3000C (x6) w/ Noark Electrics (Shanghai) Co., Ltd. Ex9N-DH-5KS-AU (AS4777-2 2020) Eastron SDM120CT-M(40mA) | 20.22 |  |  | Pylontech | US3000C | 6 | Noark Electrics (Shanghai) Co., Ltd. | Ex9N-DH-5KS-AU (AS4777-2 2020) | Pylontech | 2026-11-08
2024-06-26 | HBS12736 | Pylontech US3000C (x7) w/ Noark Electrics (Shanghai) Co., Ltd. Ex9N-DH-5KS-AU (AS4777-2 2020) Eastron SDM120CT-M(40mA) | 23.59 |  |  | Pylontech | US3000C | 7 | Noark Electrics (Shanghai) Co., Ltd. | Ex9N-DH-5KS-AU (AS4777-2 2020) | Pylontech | 2026-11-08
2024-06-26 | HBS12737 | Pylontech US3000C (x8) w/ Noark Electrics (Shanghai) Co., Ltd. Ex9N-DH-5KS-AU (AS4777-2 2020) Eastron SDM120CT-M(40mA) | 26.96 |  |  | Pylontech | US3000C | 8 | Noark Electrics (Shanghai) Co., Ltd. | Ex9N-DH-5KS-AU (AS4777-2 2020) | Pylontech | 2026-11-08
2024-06-26 | HBS12738 | Pylontech US3000C (x9) w/ Noark Electrics (Shanghai) Co., Ltd. Ex9N-DH-5KS-AU (AS4777-2 2020) Eastron SDM120CT-M(40mA) | 30.33 |  |  | Pylontech | US3000C | 9 | Noark Electrics (Shanghai) Co., Ltd. | Ex9N-DH-5KS-AU (AS4777-2 2020) | Pylontech | 2026-11-08
2024-06-26 | HBS12739 | Pylontech US3000C (x10) w/ Noark Electrics (Shanghai) Co., Ltd. Ex9N-DH-5KS-AU (AS4777-2 2020) Eastron SDM120CT-M(40mA) | 33.7 |  |  | Pylontech | US3000C | 10 | Noark Electrics (Shanghai) Co., Ltd. | Ex9N-DH-5KS-AU (AS4777-2 2020) | Pylontech | 2026-11-08
2024-06-26 | HBS12740 | Pylontech US3000C (x11) w/ Noark Electrics (Shanghai) Co., Ltd. Ex9N-DH-5KS-AU (AS4777-2 2020) Eastron SDM120CT-M(40mA) | 37.07 |  |  | Pylontech | US3000C | 11 | Noark Electrics (Shanghai) Co., Ltd. | Ex9N-DH-5KS-AU (AS4777-2 2020) | Pylontech | 2026-11-08
2024-06-26 | HBS12741 | Pylontech US3000C (x12) w/ Noark Electrics (Shanghai) Co., Ltd. Ex9N-DH-5KS-AU (AS4777-2 2020) Eastron SDM120CT-M(40mA) | 40.44 |  |  | Pylontech | US3000C | 12 | Noark Electrics (Shanghai) Co., Ltd. | Ex9N-DH-5KS-AU (AS4777-2 2020) | Pylontech | 2026-11-08
2024-06-26 | HBS12742 | Pylontech US3000C (x13) w/ Noark Electrics (Shanghai) Co., Ltd. Ex9N-DH-5KS-AU (AS4777-2 2020) Eastron SDM120CT-M(40mA) | 43.81 |  |  | Pylontech | US3000C | 13 | Noark Electrics (Shanghai) Co., Ltd. | Ex9N-DH-5KS-AU (AS4777-2 2020) | Pylontech | 2026-11-08
2024-06-26 | HBS12743 | Pylontech US3000C (x14) w/ Noark Electrics (Shanghai) Co., Ltd. Ex9N-DH-5KS-AU (AS4777-2 2020) Eastron SDM120CT-M(40mA) | 47.18 |  |  | Pylontech | US3000C | 14 | Noark Electrics (Shanghai) Co., Ltd. | Ex9N-DH-5KS-AU (AS4777-2 2020) | Pylontech | 2026-11-08
2024-06-26 | HBS12744 | Pylontech US3000C (x15) w/ Noark Electrics (Shanghai) Co., Ltd. Ex9N-DH-5KS-AU (AS4777-2 2020) Eastron SDM120CT-M(40mA) | 50.55 |  |  | Pylontech | US3000C | 15 | Noark Electrics (Shanghai) Co., Ltd. | Ex9N-DH-5KS-AU (AS4777-2 2020) | Pylontech | 2026-11-08
2024-06-26 | HBS12745 | Pylontech US3000C (x16) w/ Noark Electrics (Shanghai) Co., Ltd. Ex9N-DH-5KS-AU (AS4777-2 2020) Eastron SDM120CT-M(40mA) | 53.92 |  |  | Pylontech | US3000C | 16 | Noark Electrics (Shanghai) Co., Ltd. | Ex9N-DH-5KS-AU (AS4777-2 2020) | Pylontech | 2026-11-08
2024-06-26 | HBS12746 | Pylontech US3000C (x2) w/ Noark Electrics (Shanghai) Co., Ltd. Ex9N-DH-6KS-AU (AS4777-2 2020) Eastron SDM120CT-M(40mA) | 6.74 |  |  | Pylontech | US3000C | 2 | Noark Electrics (Shanghai) Co., Ltd. | Ex9N-DH-6KS-AU (AS4777-2 2020) | Pylontech | 2026-11-08
2024-06-26 | HBS12747 | Pylontech US3000C (x3) w/ Noark Electrics (Shanghai) Co., Ltd. Ex9N-DH-6KS-AU (AS4777-2 2020) Eastron SDM120CT-M(40mA) | 10.11 |  |  | Pylontech | US3000C | 3 | Noark Electrics (Shanghai) Co., Ltd. | Ex9N-DH-6KS-AU (AS4777-2 2020) | Pylontech | 2026-11-08
2024-06-26 | HBS12748 | Pylontech US3000C (x4) w/ Noark Electrics (Shanghai) Co., Ltd. Ex9N-DH-6KS-AU (AS4777-2 2020) Eastron SDM120CT-M(40mA) | 13.48 |  |  | Pylontech | US3000C | 4 | Noark Electrics (Shanghai) Co., Ltd. | Ex9N-DH-6KS-AU (AS4777-2 2020) | Pylontech | 2026-11-08
2024-06-26 | HBS12749 | Pylontech US3000C (x5) w/ Noark Electrics (Shanghai) Co., Ltd. Ex9N-DH-6KS-AU (AS4777-2 2020) Eastron SDM120CT-M(40mA) | 16.85 |  |  | Pylontech | US3000C | 5 | Noark Electrics (Shanghai) Co., Ltd. | Ex9N-DH-6KS-AU (AS4777-2 2020) | Pylontech | 2026-11-08
2024-06-26 | HBS12750 | Pylontech US3000C (x6) w/ Noark Electrics (Shanghai) Co., Ltd. Ex9N-DH-6KS-AU (AS4777-2 2020) Eastron SDM120CT-M(40mA) | 20.22 |  |  | Pylontech | US3000C | 6 | Noark Electrics (Shanghai) Co., Ltd. | Ex9N-DH-6KS-AU (AS4777-2 2020) | Pylontech | 2026-11-08
2024-06-26 | HBS12751 | Pylontech US3000C (x7) w/ Noark Electrics (Shanghai) Co., Ltd. Ex9N-DH-6KS-AU (AS4777-2 2020) Eastron SDM120CT-M(40mA) | 23.59 |  |  | Pylontech | US3000C | 7 | Noark Electrics (Shanghai) Co., Ltd. | Ex9N-DH-6KS-AU (AS4777-2 2020) | Pylontech | 2026-11-08
2024-06-26 | HBS12752 | Pylontech US3000C (x8) w/ Noark Electrics (Shanghai) Co., Ltd. Ex9N-DH-6KS-AU (AS4777-2 2020) Eastron SDM120CT-M(40mA) | 26.96 |  |  | Pylontech | US3000C | 8 | Noark Electrics (Shanghai) Co., Ltd. | Ex9N-DH-6KS-AU (AS4777-2 2020) | Pylontech | 2026-11-08
2024-06-26 | HBS12753 | Pylontech US3000C (x9) w/ Noark Electrics (Shanghai) Co., Ltd. Ex9N-DH-6KS-AU (AS4777-2 2020) Eastron SDM120CT-M(40mA) | 30.33 |  |  | Pylontech | US3000C | 9 | Noark Electrics (Shanghai) Co., Ltd. | Ex9N-DH-6KS-AU (AS4777-2 2020) | Pylontech | 2026-11-08
2024-06-26 | HBS12754 | Pylontech US3000C (x10) w/ Noark Electrics (Shanghai) Co., Ltd. Ex9N-DH-6KS-AU (AS4777-2 2020) Eastron SDM120CT-M(40mA) | 33.7 |  |  | Pylontech | US3000C | 10 | Noark Electrics (Shanghai) Co., Ltd. | Ex9N-DH-6KS-AU (AS4777-2 2020) | Pylontech | 2026-11-08
2024-06-26 | HBS12755 | Pylontech US3000C (x11) w/ Noark Electrics (Shanghai) Co., Ltd. Ex9N-DH-6KS-AU (AS4777-2 2020) Eastron SDM120CT-M(40mA) | 37.07 |  |  | Pylontech | US3000C | 11 | Noark Electrics (Shanghai) Co., Ltd. | Ex9N-DH-6KS-AU (AS4777-2 2020) | Pylontech | 2026-11-08
2024-06-26 | HBS12756 | Pylontech US3000C (x12) w/ Noark Electrics (Shanghai) Co., Ltd. Ex9N-DH-6KS-AU (AS4777-2 2020) Eastron SDM120CT-M(40mA) | 40.44 |  |  | Pylontech | US3000C | 12 | Noark Electrics (Shanghai) Co., Ltd. | Ex9N-DH-6KS-AU (AS4777-2 2020) | Pylontech | 2026-11-08
2024-06-26 | HBS12757 | Pylontech US3000C (x13) w/ Noark Electrics (Shanghai) Co., Ltd. Ex9N-DH-6KS-AU (AS4777-2 2020) Eastron SDM120CT-M(40mA) | 43.81 |  |  | Pylontech | US3000C | 13 | Noark Electrics (Shanghai) Co., Ltd. | Ex9N-DH-6KS-AU (AS4777-2 2020) | Pylontech | 2026-11-08
2024-06-26 | HBS12758 | Pylontech US3000C (x14) w/ Noark Electrics (Shanghai) Co., Ltd. Ex9N-DH-6KS-AU (AS4777-2 2020) Eastron SDM120CT-M(40mA) | 47.18 |  |  | Pylontech | US3000C | 14 | Noark Electrics (Shanghai) Co., Ltd. | Ex9N-DH-6KS-AU (AS4777-2 2020) | Pylontech | 2026-11-08
2024-06-26 | HBS12759 | Pylontech US3000C (x15) w/ Noark Electrics (Shanghai) Co., Ltd. Ex9N-DH-6KS-AU (AS4777-2 2020) Eastron SDM120CT-M(40mA) | 50.55 |  |  | Pylontech | US3000C | 15 | Noark Electrics (Shanghai) Co., Ltd. | Ex9N-DH-6KS-AU (AS4777-2 2020) | Pylontech | 2026-11-08
2024-06-26 | HBS12760 | Pylontech US3000C (x16) w/ Noark Electrics (Shanghai) Co., Ltd. Ex9N-DH-6KS-AU (AS4777-2 2020) Eastron SDM120CT-M(40mA) | 53.92 |  |  | Pylontech | US3000C | 16 | Noark Electrics (Shanghai) Co., Ltd. | Ex9N-DH-6KS-AU (AS4777-2 2020) | Pylontech | 2026-11-08
2024-06-26 | HBS12761 | Pylontech US3000C (x2) w/ Noark Electrics (Shanghai) Co., Ltd. Ex9N-DH-8KS-AU (AS4777-2 2020) Eastron SDM120CT-M(40mA) | 6.74 |  |  | Pylontech | US3000C | 2 | Noark Electrics (Shanghai) Co., Ltd. | Ex9N-DH-8KS-AU (AS4777-2 2020) | Pylontech | 2027-01-16
2024-06-26 | HBS12762 | Pylontech US3000C (x3) w/ Noark Electrics (Shanghai) Co., Ltd. Ex9N-DH-8KS-AU (AS4777-2 2020) Eastron SDM120CT-M(40mA) | 10.11 |  |  | Pylontech | US3000C | 3 | Noark Electrics (Shanghai) Co., Ltd. | Ex9N-DH-8KS-AU (AS4777-2 2020) | Pylontech | 2027-01-16
2024-06-26 | HBS12763 | Pylontech US3000C (x4) w/ Noark Electrics (Shanghai) Co., Ltd. Ex9N-DH-8KS-AU (AS4777-2 2020) Eastron SDM120CT-M(40mA) | 13.48 |  |  | Pylontech | US3000C | 4 | Noark Electrics (Shanghai) Co., Ltd. | Ex9N-DH-8KS-AU (AS4777-2 2020) | Pylontech | 2027-01-16
2024-06-26 | HBS12764 | Pylontech US3000C (x5) w/ Noark Electrics (Shanghai) Co., Ltd. Ex9N-DH-8KS-AU (AS4777-2 2020) Eastron SDM120CT-M(40mA) | 16.85 |  |  | Pylontech | US3000C | 5 | Noark Electrics (Shanghai) Co., Ltd. | Ex9N-DH-8KS-AU (AS4777-2 2020) | Pylontech | 2027-01-16
2024-06-26 | HBS12765 | Pylontech US3000C (x6) w/ Noark Electrics (Shanghai) Co., Ltd. Ex9N-DH-8KS-AU (AS4777-2 2020) Eastron SDM120CT-M(40mA) | 20.22 |  |  | Pylontech | US3000C | 6 | Noark Electrics (Shanghai) Co., Ltd. | Ex9N-DH-8KS-AU (AS4777-2 2020) | Pylontech | 2027-01-16
2024-06-26 | HBS12766 | Pylontech US3000C (x7) w/ Noark Electrics (Shanghai) Co., Ltd. Ex9N-DH-8KS-AU (AS4777-2 2020) Eastron SDM120CT-M(40mA) | 23.59 |  |  | Pylontech | US3000C | 7 | Noark Electrics (Shanghai) Co., Ltd. | Ex9N-DH-8KS-AU (AS4777-2 2020) | Pylontech | 2027-01-16
2024-06-26 | HBS12767 | Pylontech US3000C (x8) w/ Noark Electrics (Shanghai) Co., Ltd. Ex9N-DH-8KS-AU (AS4777-2 2020) Eastron SDM120CT-M(40mA) | 26.96 |  |  | Pylontech | US3000C | 8 | Noark Electrics (Shanghai) Co., Ltd. | Ex9N-DH-8KS-AU (AS4777-2 2020) | Pylontech | 2027-01-16
2024-06-26 | HBS12768 | Pylontech US3000C (x9) w/ Noark Electrics (Shanghai) Co., Ltd. Ex9N-DH-8KS-AU (AS4777-2 2020) Eastron SDM120CT-M(40mA) | 30.33 |  |  | Pylontech | US3000C | 9 | Noark Electrics (Shanghai) Co., Ltd. | Ex9N-DH-8KS-AU (AS4777-2 2020) | Pylontech | 2027-01-16
2024-06-26 | HBS12769 | Pylontech US3000C (x10) w/ Noark Electrics (Shanghai) Co., Ltd. Ex9N-DH-8KS-AU (AS4777-2 2020) Eastron SDM120CT-M(40mA) | 33.7 |  |  | Pylontech | US3000C | 10 | Noark Electrics (Shanghai) Co., Ltd. | Ex9N-DH-8KS-AU (AS4777-2 2020) | Pylontech | 2027-01-16
2024-06-26 | HBS12770 | Pylontech US3000C (x11) w/ Noark Electrics (Shanghai) Co., Ltd. Ex9N-DH-8KS-AU (AS4777-2 2020) Eastron SDM120CT-M(40mA) | 37.07 |  |  | Pylontech | US3000C | 11 | Noark Electrics (Shanghai) Co., Ltd. | Ex9N-DH-8KS-AU (AS4777-2 2020) | Pylontech | 2027-01-16
2024-06-26 | HBS12771 | Pylontech US3000C (x12) w/ Noark Electrics (Shanghai) Co., Ltd. Ex9N-DH-8KS-AU (AS4777-2 2020) Eastron SDM120CT-M(40mA) | 40.44 |  |  | Pylontech | US3000C | 12 | Noark Electrics (Shanghai) Co., Ltd. | Ex9N-DH-8KS-AU (AS4777-2 2020) | Pylontech | 2027-01-16
2024-06-26 | HBS12772 | Pylontech US3000C (x13) w/ Noark Electrics (Shanghai) Co., Ltd. Ex9N-DH-8KS-AU (AS4777-2 2020) Eastron SDM120CT-M(40mA) | 43.81 |  |  | Pylontech | US3000C | 13 | Noark Electrics (Shanghai) Co., Ltd. | Ex9N-DH-8KS-AU (AS4777-2 2020) | Pylontech | 2027-01-16
2024-06-26 | HBS12773 | Pylontech US3000C (x14) w/ Noark Electrics (Shanghai) Co., Ltd. Ex9N-DH-8KS-AU (AS4777-2 2020) Eastron SDM120CT-M(40mA) | 47.18 |  |  | Pylontech | US3000C | 14 | Noark Electrics (Shanghai) Co., Ltd. | Ex9N-DH-8KS-AU (AS4777-2 2020) | Pylontech | 2027-01-16
2024-06-26 | HBS12774 | Pylontech US3000C (x15) w/ Noark Electrics (Shanghai) Co., Ltd. Ex9N-DH-8KS-AU (AS4777-2 2020) Eastron SDM120CT-M(40mA) | 50.55 |  |  | Pylontech | US3000C | 15 | Noark Electrics (Shanghai) Co., Ltd. | Ex9N-DH-8KS-AU (AS4777-2 2020) | Pylontech | 2027-01-16
2024-06-26 | HBS12775 | Pylontech US3000C (x16) w/ Noark Electrics (Shanghai) Co., Ltd. Ex9N-DH-8KS-AU (AS4777-2 2020) Eastron SDM120CT-M(40mA) | 53.92 |  |  | Pylontech | US3000C | 16 | Noark Electrics (Shanghai) Co., Ltd. | Ex9N-DH-8KS-AU (AS4777-2 2020) | Pylontech | 2027-01-16
2024-06-26 | HBS12776 | Pylontech US3000C (x2) w/ Noark Electrics (Shanghai) Co., Ltd. Ex9N-DH-5KT-AU (AS4777-2 2020) Eastron SDM630 MCT (40mA) Series | 6.74 |  |  | Pylontech | US3000C | 2 | Noark Electrics (Shanghai) Co., Ltd. | Ex9N-DH-5KT-AU (AS4777-2 2020) | Pylontech | 2027-01-16
2024-06-26 | HBS12777 | Pylontech US3000C (x3) w/ Noark Electrics (Shanghai) Co., Ltd. Ex9N-DH-5KT-AU (AS4777-2 2020) Eastron SDM630 MCT (40mA) Series | 10.11 |  |  | Pylontech | US3000C | 3 | Noark Electrics (Shanghai) Co., Ltd. | Ex9N-DH-5KT-AU (AS4777-2 2020) | Pylontech | 2027-01-16
2024-06-26 | HBS12778 | Pylontech US3000C (x4) w/ Noark Electrics (Shanghai) Co., Ltd. Ex9N-DH-5KT-AU (AS4777-2 2020) Eastron SDM630 MCT (40mA) Series | 13.48 |  |  | Pylontech | US3000C | 4 | Noark Electrics (Shanghai) Co., Ltd. | Ex9N-DH-5KT-AU (AS4777-2 2020) | Pylontech | 2027-01-16
2024-06-26 | HBS12779 | Pylontech US3000C (x5) w/ Noark Electrics (Shanghai) Co., Ltd. Ex9N-DH-5KT-AU (AS4777-2 2020) Eastron SDM630 MCT (40mA) Series | 16.85 |  |  | Pylontech | US3000C | 5 | Noark Electrics (Shanghai) Co., Ltd. | Ex9N-DH-5KT-AU (AS4777-2 2020) | Pylontech | 2027-01-16
2024-06-26 | HBS12780 | Pylontech US3000C (x6) w/ Noark Electrics (Shanghai) Co., Ltd. Ex9N-DH-5KT-AU (AS4777-2 2020) Eastron SDM630 MCT (40mA) Series | 20.22 |  |  | Pylontech | US3000C | 6 | Noark Electrics (Shanghai) Co., Ltd. | Ex9N-DH-5KT-AU (AS4777-2 2020) | Pylontech | 2027-01-16
2024-06-26 | HBS12781 | Pylontech US3000C (x7) w/ Noark Electrics (Shanghai) Co., Ltd. Ex9N-DH-5KT-AU (AS4777-2 2020) Eastron SDM630 MCT (40mA) Series | 23.59 |  |  | Pylontech | US3000C | 7 | Noark Electrics (Shanghai) Co., Ltd. | Ex9N-DH-5KT-AU (AS4777-2 2020) | Pylontech | 2027-01-16
2024-06-26 | HBS12782 | Pylontech US3000C (x8) w/ Noark Electrics (Shanghai) Co., Ltd. Ex9N-DH-5KT-AU (AS4777-2 2020) Eastron SDM630 MCT (40mA) Series | 26.96 |  |  | Pylontech | US3000C | 8 | Noark Electrics (Shanghai) Co., Ltd. | Ex9N-DH-5KT-AU (AS4777-2 2020) | Pylontech | 2027-01-16
2024-06-26 | HBS12783 | Pylontech US3000C (x9) w/ Noark Electrics (Shanghai) Co., Ltd. Ex9N-DH-5KT-AU (AS4777-2 2020) Eastron SDM630 MCT (40mA) Series | 30.33 |  |  | Pylontech | US3000C | 9 | Noark Electrics (Shanghai) Co., Ltd. | Ex9N-DH-5KT-AU (AS4777-2 2020) | Pylontech | 2027-01-16
2024-06-26 | HBS12784 | Pylontech US3000C (x10) w/ Noark Electrics (Shanghai) Co., Ltd. Ex9N-DH-5KT-AU (AS4777-2 2020) Eastron SDM630 MCT (40mA) Series | 33.7 |  |  | Pylontech | US3000C | 10 | Noark Electrics (Shanghai) Co., Ltd. | Ex9N-DH-5KT-AU (AS4777-2 2020) | Pylontech | 2027-01-16
2024-06-26 | HBS12785 | Pylontech US3000C (x11) w/ Noark Electrics (Shanghai) Co., Ltd. Ex9N-DH-5KT-AU (AS4777-2 2020) Eastron SDM630 MCT (40mA) Series | 37.07 |  |  | Pylontech | US3000C | 11 | Noark Electrics (Shanghai) Co., Ltd. | Ex9N-DH-5KT-AU (AS4777-2 2020) | Pylontech | 2027-01-16
2024-06-26 | HBS12786 | Pylontech US3000C (x12) w/ Noark Electrics (Shanghai) Co., Ltd. Ex9N-DH-5KT-AU (AS4777-2 2020) Eastron SDM630 MCT (40mA) Series | 40.44 |  |  | Pylontech | US3000C | 12 | Noark Electrics (Shanghai) Co., Ltd. | Ex9N-DH-5KT-AU (AS4777-2 2020) | Pylontech | 2027-01-16
2024-06-26 | HBS12787 | Pylontech US3000C (x13) w/ Noark Electrics (Shanghai) Co., Ltd. Ex9N-DH-5KT-AU (AS4777-2 2020) Eastron SDM630 MCT (40mA) Series | 43.81 |  |  | Pylontech | US3000C | 13 | Noark Electrics (Shanghai) Co., Ltd. | Ex9N-DH-5KT-AU (AS4777-2 2020) | Pylontech | 2027-01-16
2024-06-26 | HBS12788 | Pylontech US3000C (x14) w/ Noark Electrics (Shanghai) Co., Ltd. Ex9N-DH-5KT-AU (AS4777-2 2020) Eastron SDM630 MCT (40mA) Series | 47.18 |  |  | Pylontech | US3000C | 14 | Noark Electrics (Shanghai) Co., Ltd. | Ex9N-DH-5KT-AU (AS4777-2 2020) | Pylontech | 2027-01-16
2024-06-26 | HBS12789 | Pylontech US3000C (x15) w/ Noark Electrics (Shanghai) Co., Ltd. Ex9N-DH-5KT-AU (AS4777-2 2020) Eastron SDM630 MCT (40mA) Series | 50.55 |  |  | Pylontech | US3000C | 15 | Noark Electrics (Shanghai) Co., Ltd. | Ex9N-DH-5KT-AU (AS4777-2 2020) | Pylontech | 2027-01-16
2024-06-26 | HBS12790 | Pylontech US3000C (x16) w/ Noark Electrics (Shanghai) Co., Ltd. Ex9N-DH-5KT-AU (AS4777-2 2020) Eastron SDM630 MCT (40mA) Series | 53.92 |  |  | Pylontech | US3000C | 16 | Noark Electrics (Shanghai) Co., Ltd. | Ex9N-DH-5KT-AU (AS4777-2 2020) | Pylontech | 2027-01-16
2024-06-26 | HBS12791 | Pylontech US3000C (x2) w/ Noark Electrics (Shanghai) Co., Ltd. Ex9N-DH-6KT-AU (AS4777-2 2020) Eastron SDM630 MCT (40mA) Series | 6.74 |  |  | Pylontech | US3000C | 2 | Noark Electrics (Shanghai) Co., Ltd. | Ex9N-DH-6KT-AU (AS4777-2 2020) | Pylontech | 2027-01-16
2024-06-26 | HBS12792 | Pylontech US3000C (x3) w/ Noark Electrics (Shanghai) Co., Ltd. Ex9N-DH-6KT-AU (AS4777-2 2020) Eastron SDM630 MCT (40mA) Series | 10.11 |  |  | Pylontech | US3000C | 3 | Noark Electrics (Shanghai) Co., Ltd. | Ex9N-DH-6KT-AU (AS4777-2 2020) | Pylontech | 2027-01-16
2024-06-26 | HBS12793 | Pylontech US3000C (x4) w/ Noark Electrics (Shanghai) Co., Ltd. Ex9N-DH-6KT-AU (AS4777-2 2020) Eastron SDM630 MCT (40mA) Series | 13.48 |  |  | Pylontech | US3000C | 4 | Noark Electrics (Shanghai) Co., Ltd. | Ex9N-DH-6KT-AU (AS4777-2 2020) | Pylontech | 2027-01-16
2024-06-26 | HBS12794 | Pylontech US3000C (x5) w/ Noark Electrics (Shanghai) Co., Ltd. Ex9N-DH-6KT-AU (AS4777-2 2020) Eastron SDM630 MCT (40mA) Series | 16.85 |  |  | Pylontech | US3000C | 5 | Noark Electrics (Shanghai) Co., Ltd. | Ex9N-DH-6KT-AU (AS4777-2 2020) | Pylontech | 2027-01-16
2024-06-26 | HBS12795 | Pylontech US3000C (x6) w/ Noark Electrics (Shanghai) Co., Ltd. Ex9N-DH-6KT-AU (AS4777-2 2020) Eastron SDM630 MCT (40mA) Series | 20.22 |  |  | Pylontech | US3000C | 6 | Noark Electrics (Shanghai) Co., Ltd. | Ex9N-DH-6KT-AU (AS4777-2 2020) | Pylontech | 2027-01-16
2024-06-26 | HBS12796 | Pylontech US3000C (x7) w/ Noark Electrics (Shanghai) Co., Ltd. Ex9N-DH-6KT-AU (AS4777-2 2020) Eastron SDM630 MCT (40mA) Series | 23.59 |  |  | Pylontech | US3000C | 7 | Noark Electrics (Shanghai) Co., Ltd. | Ex9N-DH-6KT-AU (AS4777-2 2020) | Pylontech | 2027-01-16
2024-06-26 | HBS12797 | Pylontech US3000C (x8) w/ Noark Electrics (Shanghai) Co., Ltd. Ex9N-DH-6KT-AU (AS4777-2 2020) Eastron SDM630 MCT (40mA) Series | 26.96 |  |  | Pylontech | US3000C | 8 | Noark Electrics (Shanghai) Co., Ltd. | Ex9N-DH-6KT-AU (AS4777-2 2020) | Pylontech | 2027-01-16
2024-06-26 | HBS12798 | Pylontech US3000C (x9) w/ Noark Electrics (Shanghai) Co., Ltd. Ex9N-DH-6KT-AU (AS4777-2 2020) Eastron SDM630 MCT (40mA) Series | 30.33 |  |  | Pylontech | US3000C | 9 | Noark Electrics (Shanghai) Co., Ltd. | Ex9N-DH-6KT-AU (AS4777-2 2020) | Pylontech | 2027-01-16
2024-06-26 | HBS12799 | Pylontech US3000C (x10) w/ Noark Electrics (Shanghai) Co., Ltd. Ex9N-DH-6KT-AU (AS4777-2 2020) Eastron SDM630 MCT (40mA) Series | 33.7 |  |  | Pylontech | US3000C | 10 | Noark Electrics (Shanghai) Co., Ltd. | Ex9N-DH-6KT-AU (AS4777-2 2020) | Pylontech | 2027-01-16
2024-06-26 | HBS12800 | Pylontech US3000C (x11) w/ Noark Electrics (Shanghai) Co., Ltd. Ex9N-DH-6KT-AU (AS4777-2 2020) Eastron SDM630 MCT (40mA) Series | 37.07 |  |  | Pylontech | US3000C | 11 | Noark Electrics (Shanghai) Co., Ltd. | Ex9N-DH-6KT-AU (AS4777-2 2020) | Pylontech | 2027-01-16
2024-06-26 | HBS12801 | Pylontech US3000C (x12) w/ Noark Electrics (Shanghai) Co., Ltd. Ex9N-DH-6KT-AU (AS4777-2 2020) Eastron SDM630 MCT (40mA) Series | 40.44 |  |  | Pylontech | US3000C | 12 | Noark Electrics (Shanghai) Co., Ltd. | Ex9N-DH-6KT-AU (AS4777-2 2020) | Pylontech | 2027-01-16
2024-06-26 | HBS12802 | Pylontech US3000C (x13) w/ Noark Electrics (Shanghai) Co., Ltd. Ex9N-DH-6KT-AU (AS4777-2 2020) Eastron SDM630 MCT (40mA) Series | 43.81 |  |  | Pylontech | US3000C | 13 | Noark Electrics (Shanghai) Co., Ltd. | Ex9N-DH-6KT-AU (AS4777-2 2020) | Pylontech | 2027-01-16
2024-06-26 | HBS12803 | Pylontech US3000C (x14) w/ Noark Electrics (Shanghai) Co., Ltd. Ex9N-DH-6KT-AU (AS4777-2 2020) Eastron SDM630 MCT (40mA) Series | 47.18 |  |  | Pylontech | US3000C | 14 | Noark Electrics (Shanghai) Co., Ltd. | Ex9N-DH-6KT-AU (AS4777-2 2020) | Pylontech | 2027-01-16
2024-06-26 | HBS12804 | Pylontech US3000C (x15) w/ Noark Electrics (Shanghai) Co., Ltd. Ex9N-DH-6KT-AU (AS4777-2 2020) Eastron SDM630 MCT (40mA) Series | 50.55 |  |  | Pylontech | US3000C | 15 | Noark Electrics (Shanghai) Co., Ltd. | Ex9N-DH-6KT-AU (AS4777-2 2020) | Pylontech | 2027-01-16
2024-06-26 | HBS12805 | Pylontech US3000C (x16) w/ Noark Electrics (Shanghai) Co., Ltd. Ex9N-DH-6KT-AU (AS4777-2 2020) Eastron SDM630 MCT (40mA) Series | 53.92 |  |  | Pylontech | US3000C | 16 | Noark Electrics (Shanghai) Co., Ltd. | Ex9N-DH-6KT-AU (AS4777-2 2020) | Pylontech | 2027-01-16
2024-06-26 | HBS12806 | Pylontech US3000C (x2) w/ Noark Electrics (Shanghai) Co., Ltd. Ex9N-DH-8KT-AU (AS4777-2 2020) Eastron SDM630 MCT (40mA) Series | 6.74 |  |  | Pylontech | US3000C | 2 | Noark Electrics (Shanghai) Co., Ltd. | Ex9N-DH-8KT-AU (AS4777-2 2020) | Pylontech | 2027-01-16
2024-06-26 | HBS12807 | Pylontech US3000C (x3) w/ Noark Electrics (Shanghai) Co., Ltd. Ex9N-DH-8KT-AU (AS4777-2 2020) Eastron SDM630 MCT (40mA) Series | 10.11 |  |  | Pylontech | US3000C | 3 | Noark Electrics (Shanghai) Co., Ltd. | Ex9N-DH-8KT-AU (AS4777-2 2020) | Pylontech | 2027-01-16
2024-06-26 | HBS12808 | Pylontech US3000C (x4) w/ Noark Electrics (Shanghai) Co., Ltd. Ex9N-DH-8KT-AU (AS4777-2 2020) Eastron SDM630 MCT (40mA) Series | 13.48 |  |  | Pylontech | US3000C | 4 | Noark Electrics (Shanghai) Co., Ltd. | Ex9N-DH-8KT-AU (AS4777-2 2020) | Pylontech | 2027-01-16
2024-06-26 | HBS12809 | Pylontech US3000C (x5) w/ Noark Electrics (Shanghai) Co., Ltd. Ex9N-DH-8KT-AU (AS4777-2 2020) Eastron SDM630 MCT (40mA) Series | 16.85 |  |  | Pylontech | US3000C | 5 | Noark Electrics (Shanghai) Co., Ltd. | Ex9N-DH-8KT-AU (AS4777-2 2020) | Pylontech | 2027-01-16
2024-06-26 | HBS12810 | Pylontech US3000C (x6) w/ Noark Electrics (Shanghai) Co., Ltd. Ex9N-DH-8KT-AU (AS4777-2 2020) Eastron SDM630 MCT (40mA) Series | 20.22 |  |  | Pylontech | US3000C | 6 | Noark Electrics (Shanghai) Co., Ltd. | Ex9N-DH-8KT-AU (AS4777-2 2020) | Pylontech | 2027-01-16
2024-06-26 | HBS12811 | Pylontech US3000C (x7) w/ Noark Electrics (Shanghai) Co., Ltd. Ex9N-DH-8KT-AU (AS4777-2 2020) Eastron SDM630 MCT (40mA) Series | 23.59 |  |  | Pylontech | US3000C | 7 | Noark Electrics (Shanghai) Co., Ltd. | Ex9N-DH-8KT-AU (AS4777-2 2020) | Pylontech | 2027-01-16
2024-06-26 | HBS12812 | Pylontech US3000C (x8) w/ Noark Electrics (Shanghai) Co., Ltd. Ex9N-DH-8KT-AU (AS4777-2 2020) Eastron SDM630 MCT (40mA) Series | 26.96 |  |  | Pylontech | US3000C | 8 | Noark Electrics (Shanghai) Co., Ltd. | Ex9N-DH-8KT-AU (AS4777-2 2020) | Pylontech | 2027-01-16
2024-06-26 | HBS12813 | Pylontech US3000C (x9) w/ Noark Electrics (Shanghai) Co., Ltd. Ex9N-DH-8KT-AU (AS4777-2 2020) Eastron SDM630 MCT (40mA) Series | 30.33 |  |  | Pylontech | US3000C | 9 | Noark Electrics (Shanghai) Co., Ltd. | Ex9N-DH-8KT-AU (AS4777-2 2020) | Pylontech | 2027-01-16
2024-06-26 | HBS12814 | Pylontech US3000C (x10) w/ Noark Electrics (Shanghai) Co., Ltd. Ex9N-DH-8KT-AU (AS4777-2 2020) Eastron SDM630 MCT (40mA) Series | 33.7 |  |  | Pylontech | US3000C | 10 | Noark Electrics (Shanghai) Co., Ltd. | Ex9N-DH-8KT-AU (AS4777-2 2020) | Pylontech | 2027-01-16
2024-06-26 | HBS12815 | Pylontech US3000C (x11) w/ Noark Electrics (Shanghai) Co., Ltd. Ex9N-DH-8KT-AU (AS4777-2 2020) Eastron SDM630 MCT (40mA) Series | 37.07 |  |  | Pylontech | US3000C | 11 | Noark Electrics (Shanghai) Co., Ltd. | Ex9N-DH-8KT-AU (AS4777-2 2020) | Pylontech | 2027-01-16
2024-06-26 | HBS12816 | Pylontech US3000C (x12) w/ Noark Electrics (Shanghai) Co., Ltd. Ex9N-DH-8KT-AU (AS4777-2 2020) Eastron SDM630 MCT (40mA) Series | 40.44 |  |  | Pylontech | US3000C | 12 | Noark Electrics (Shanghai) Co., Ltd. | Ex9N-DH-8KT-AU (AS4777-2 2020) | Pylontech | 2027-01-16
2024-06-26 | HBS12817 | Pylontech US3000C (x13) w/ Noark Electrics (Shanghai) Co., Ltd. Ex9N-DH-8KT-AU (AS4777-2 2020) Eastron SDM630 MCT (40mA) Series | 43.81 |  |  | Pylontech | US3000C | 13 | Noark Electrics (Shanghai) Co., Ltd. | Ex9N-DH-8KT-AU (AS4777-2 2020) | Pylontech | 2027-01-16
2024-06-26 | HBS12818 | Pylontech US3000C (x14) w/ Noark Electrics (Shanghai) Co., Ltd. Ex9N-DH-8KT-AU (AS4777-2 2020) Eastron SDM630 MCT (40mA) Series | 47.18 |  |  | Pylontech | US3000C | 14 | Noark Electrics (Shanghai) Co., Ltd. | Ex9N-DH-8KT-AU (AS4777-2 2020) | Pylontech | 2027-01-16
2024-06-26 | HBS12819 | Pylontech US3000C (x15) w/ Noark Electrics (Shanghai) Co., Ltd. Ex9N-DH-8KT-AU (AS4777-2 2020) Eastron SDM630 MCT (40mA) Series | 50.55 |  |  | Pylontech | US3000C | 15 | Noark Electrics (Shanghai) Co., Ltd. | Ex9N-DH-8KT-AU (AS4777-2 2020) | Pylontech | 2027-01-16
2024-06-26 | HBS12820 | Pylontech US3000C (x16) w/ Noark Electrics (Shanghai) Co., Ltd. Ex9N-DH-8KT-AU (AS4777-2 2020) Eastron SDM630 MCT (40mA) Series | 53.92 |  |  | Pylontech | US3000C | 16 | Noark Electrics (Shanghai) Co., Ltd. | Ex9N-DH-8KT-AU (AS4777-2 2020) | Pylontech | 2027-01-16
2024-06-26 | HBS12821 | Pylontech US3000C (x2) w/ Noark Electrics (Shanghai) Co., Ltd. Ex9N-DH-10KT-AU (AS4777-2 2020) Eastron SDM630 MCT (40mA) Series | 6.74 |  |  | Pylontech | US3000C | 2 | Noark Electrics (Shanghai) Co., Ltd. | Ex9N-DH-10KT-AU (AS4777-2 2020) | Pylontech | 2027-01-16
2024-06-26 | HBS12822 | Pylontech US3000C (x3) w/ Noark Electrics (Shanghai) Co., Ltd. Ex9N-DH-10KT-AU (AS4777-2 2020) Eastron SDM630 MCT (40mA) Series | 10.11 |  |  | Pylontech | US3000C | 3 | Noark Electrics (Shanghai) Co., Ltd. | Ex9N-DH-10KT-AU (AS4777-2 2020) | Pylontech | 2027-01-16
2024-06-26 | HBS12823 | Pylontech US3000C (x4) w/ Noark Electrics (Shanghai) Co., Ltd. Ex9N-DH-10KT-AU (AS4777-2 2020) Eastron SDM630 MCT (40mA) Series | 13.48 |  |  | Pylontech | US3000C | 4 | Noark Electrics (Shanghai) Co., Ltd. | Ex9N-DH-10KT-AU (AS4777-2 2020) | Pylontech | 2027-01-16
2024-06-26 | HBS12824 | Pylontech US3000C (x5) w/ Noark Electrics (Shanghai) Co., Ltd. Ex9N-DH-10KT-AU (AS4777-2 2020) Eastron SDM630 MCT (40mA) Series | 16.85 |  |  | Pylontech | US3000C | 5 | Noark Electrics (Shanghai) Co., Ltd. | Ex9N-DH-10KT-AU (AS4777-2 2020) | Pylontech | 2027-01-16
2024-06-26 | HBS12825 | Pylontech US3000C (x6) w/ Noark Electrics (Shanghai) Co., Ltd. Ex9N-DH-10KT-AU (AS4777-2 2020) Eastron SDM630 MCT (40mA) Series | 20.22 |  |  | Pylontech | US3000C | 6 | Noark Electrics (Shanghai) Co., Ltd. | Ex9N-DH-10KT-AU (AS4777-2 2020) | Pylontech | 2027-01-16
2024-06-26 | HBS12826 | Pylontech US3000C (x7) w/ Noark Electrics (Shanghai) Co., Ltd. Ex9N-DH-10KT-AU (AS4777-2 2020) Eastron SDM630 MCT (40mA) Series | 23.59 |  |  | Pylontech | US3000C | 7 | Noark Electrics (Shanghai) Co., Ltd. | Ex9N-DH-10KT-AU (AS4777-2 2020) | Pylontech | 2027-01-16
2024-06-26 | HBS12827 | Pylontech US3000C (x8) w/ Noark Electrics (Shanghai) Co., Ltd. Ex9N-DH-10KT-AU (AS4777-2 2020) Eastron SDM630 MCT (40mA) Series | 26.96 |  |  | Pylontech | US3000C | 8 | Noark Electrics (Shanghai) Co., Ltd. | Ex9N-DH-10KT-AU (AS4777-2 2020) | Pylontech | 2027-01-16
2024-06-26 | HBS12828 | Pylontech US3000C (x9) w/ Noark Electrics (Shanghai) Co., Ltd. Ex9N-DH-10KT-AU (AS4777-2 2020) Eastron SDM630 MCT (40mA) Series | 30.33 |  |  | Pylontech | US3000C | 9 | Noark Electrics (Shanghai) Co., Ltd. | Ex9N-DH-10KT-AU (AS4777-2 2020) | Pylontech | 2027-01-16
2024-06-26 | HBS12829 | Pylontech US3000C (x10) w/ Noark Electrics (Shanghai) Co., Ltd. Ex9N-DH-10KT-AU (AS4777-2 2020) Eastron SDM630 MCT (40mA) Series | 33.7 |  |  | Pylontech | US3000C | 10 | Noark Electrics (Shanghai) Co., Ltd. | Ex9N-DH-10KT-AU (AS4777-2 2020) | Pylontech | 2027-01-16
2024-06-26 | HBS12830 | Pylontech US3000C (x11) w/ Noark Electrics (Shanghai) Co., Ltd. Ex9N-DH-10KT-AU (AS4777-2 2020) Eastron SDM630 MCT (40mA) Series | 37.07 |  |  | Pylontech | US3000C | 11 | Noark Electrics (Shanghai) Co., Ltd. | Ex9N-DH-10KT-AU (AS4777-2 2020) | Pylontech | 2027-01-16
2024-06-26 | HBS12831 | Pylontech US3000C (x12) w/ Noark Electrics (Shanghai) Co., Ltd. Ex9N-DH-10KT-AU (AS4777-2 2020) Eastron SDM630 MCT (40mA) Series | 40.44 |  |  | Pylontech | US3000C | 12 | Noark Electrics (Shanghai) Co., Ltd. | Ex9N-DH-10KT-AU (AS4777-2 2020) | Pylontech | 2027-01-16
2024-06-26 | HBS12832 | Pylontech US3000C (x13) w/ Noark Electrics (Shanghai) Co., Ltd. Ex9N-DH-10KT-AU (AS4777-2 2020) Eastron SDM630 MCT (40mA) Series | 43.81 |  |  | Pylontech | US3000C | 13 | Noark Electrics (Shanghai) Co., Ltd. | Ex9N-DH-10KT-AU (AS4777-2 2020) | Pylontech | 2027-01-16
2024-06-26 | HBS12833 | Pylontech US3000C (x14) w/ Noark Electrics (Shanghai) Co., Ltd. Ex9N-DH-10KT-AU (AS4777-2 2020) Eastron SDM630 MCT (40mA) Series | 47.18 |  |  | Pylontech | US3000C | 14 | Noark Electrics (Shanghai) Co., Ltd. | Ex9N-DH-10KT-AU (AS4777-2 2020) | Pylontech | 2027-01-16
2024-06-26 | HBS12834 | Pylontech US3000C (x15) w/ Noark Electrics (Shanghai) Co., Ltd. Ex9N-DH-10KT-AU (AS4777-2 2020) Eastron SDM630 MCT (40mA) Series | 50.55 |  |  | Pylontech | US3000C | 15 | Noark Electrics (Shanghai) Co., Ltd. | Ex9N-DH-10KT-AU (AS4777-2 2020) | Pylontech | 2027-01-16
2024-06-26 | HBS12835 | Pylontech US3000C (x16) w/ Noark Electrics (Shanghai) Co., Ltd. Ex9N-DH-10KT-AU (AS4777-2 2020) Eastron SDM630 MCT (40mA) Series | 53.92 |  |  | Pylontech | US3000C | 16 | Noark Electrics (Shanghai) Co., Ltd. | Ex9N-DH-10KT-AU (AS4777-2 2020) | Pylontech | 2027-01-16
2024-06-26 | HBS12836 | Pylontech US3000C (x2) w/ Noark Electrics (Shanghai) Co., Ltd. Ex9N-DH-12KT-AU (AS4777-2 2020) Eastron SDM630 MCT (40mA) Series | 6.74 |  |  | Pylontech | US3000C | 2 | Noark Electrics (Shanghai) Co., Ltd. | Ex9N-DH-12KT-AU (AS4777-2 2020) | Pylontech | 2027-01-16
2024-06-26 | HBS12837 | Pylontech US3000C (x3) w/ Noark Electrics (Shanghai) Co., Ltd. Ex9N-DH-12KT-AU (AS4777-2 2020) Eastron SDM630 MCT (40mA) Series | 10.11 |  |  | Pylontech | US3000C | 3 | Noark Electrics (Shanghai) Co., Ltd. | Ex9N-DH-12KT-AU (AS4777-2 2020) | Pylontech | 2027-01-16
2024-06-26 | HBS12838 | Pylontech US3000C (x4) w/ Noark Electrics (Shanghai) Co., Ltd. Ex9N-DH-12KT-AU (AS4777-2 2020) Eastron SDM630 MCT (40mA) Series | 13.48 |  |  | Pylontech | US3000C | 4 | Noark Electrics (Shanghai) Co., Ltd. | Ex9N-DH-12KT-AU (AS4777-2 2020) | Pylontech | 2027-01-16
2024-06-26 | HBS12839 | Pylontech US3000C (x5) w/ Noark Electrics (Shanghai) Co., Ltd. Ex9N-DH-12KT-AU (AS4777-2 2020) Eastron SDM630 MCT (40mA) Series | 16.85 |  |  | Pylontech | US3000C | 5 | Noark Electrics (Shanghai) Co., Ltd. | Ex9N-DH-12KT-AU (AS4777-2 2020) | Pylontech | 2027-01-16
2024-06-26 | HBS12840 | Pylontech US3000C (x6) w/ Noark Electrics (Shanghai) Co., Ltd. Ex9N-DH-12KT-AU (AS4777-2 2020) Eastron SDM630 MCT (40mA) Series | 20.22 |  |  | Pylontech | US3000C | 6 | Noark Electrics (Shanghai) Co., Ltd. | Ex9N-DH-12KT-AU (AS4777-2 2020) | Pylontech | 2027-01-16
2024-06-26 | HBS12841 | Pylontech US3000C (x7) w/ Noark Electrics (Shanghai) Co., Ltd. Ex9N-DH-12KT-AU (AS4777-2 2020) Eastron SDM630 MCT (40mA) Series | 23.59 |  |  | Pylontech | US3000C | 7 | Noark Electrics (Shanghai) Co., Ltd. | Ex9N-DH-12KT-AU (AS4777-2 2020) | Pylontech | 2027-01-16
2024-06-26 | HBS12842 | Pylontech US3000C (x8) w/ Noark Electrics (Shanghai) Co., Ltd. Ex9N-DH-12KT-AU (AS4777-2 2020) Eastron SDM630 MCT (40mA) Series | 26.96 |  |  | Pylontech | US3000C | 8 | Noark Electrics (Shanghai) Co., Ltd. | Ex9N-DH-12KT-AU (AS4777-2 2020) | Pylontech | 2027-01-16
2024-06-26 | HBS12843 | Pylontech US3000C (x9) w/ Noark Electrics (Shanghai) Co., Ltd. Ex9N-DH-12KT-AU (AS4777-2 2020) Eastron SDM630 MCT (40mA) Series | 30.33 |  |  | Pylontech | US3000C | 9 | Noark Electrics (Shanghai) Co., Ltd. | Ex9N-DH-12KT-AU (AS4777-2 2020) | Pylontech | 2027-01-16
2024-06-26 | HBS12844 | Pylontech US3000C (x10) w/ Noark Electrics (Shanghai) Co., Ltd. Ex9N-DH-12KT-AU (AS4777-2 2020) Eastron SDM630 MCT (40mA) Series | 33.7 |  |  | Pylontech | US3000C | 10 | Noark Electrics (Shanghai) Co., Ltd. | Ex9N-DH-12KT-AU (AS4777-2 2020) | Pylontech | 2027-01-16
2024-06-26 | HBS12845 | Pylontech US3000C (x11) w/ Noark Electrics (Shanghai) Co., Ltd. Ex9N-DH-12KT-AU (AS4777-2 2020) Eastron SDM630 MCT (40mA) Series | 37.07 |  |  | Pylontech | US3000C | 11 | Noark Electrics (Shanghai) Co., Ltd. | Ex9N-DH-12KT-AU (AS4777-2 2020) | Pylontech | 2027-01-16
2024-06-26 | HBS12846 | Pylontech US3000C (x12) w/ Noark Electrics (Shanghai) Co., Ltd. Ex9N-DH-12KT-AU (AS4777-2 2020) Eastron SDM630 MCT (40mA) Series | 40.44 |  |  | Pylontech | US3000C | 12 | Noark Electrics (Shanghai) Co., Ltd. | Ex9N-DH-12KT-AU (AS4777-2 2020) | Pylontech | 2027-01-16
2024-06-26 | HBS12847 | Pylontech US3000C (x13) w/ Noark Electrics (Shanghai) Co., Ltd. Ex9N-DH-12KT-AU (AS4777-2 2020) Eastron SDM630 MCT (40mA) Series | 43.81 |  |  | Pylontech | US3000C | 13 | Noark Electrics (Shanghai) Co., Ltd. | Ex9N-DH-12KT-AU (AS4777-2 2020) | Pylontech | 2027-01-16
2024-06-26 | HBS12848 | Pylontech US3000C (x14) w/ Noark Electrics (Shanghai) Co., Ltd. Ex9N-DH-12KT-AU (AS4777-2 2020) Eastron SDM630 MCT (40mA) Series | 47.18 |  |  | Pylontech | US3000C | 14 | Noark Electrics (Shanghai) Co., Ltd. | Ex9N-DH-12KT-AU (AS4777-2 2020) | Pylontech | 2027-01-16
2024-06-26 | HBS12849 | Pylontech US3000C (x15) w/ Noark Electrics (Shanghai) Co., Ltd. Ex9N-DH-12KT-AU (AS4777-2 2020) Eastron SDM630 MCT (40mA) Series | 50.55 |  |  | Pylontech | US3000C | 15 | Noark Electrics (Shanghai) Co., Ltd. | Ex9N-DH-12KT-AU (AS4777-2 2020) | Pylontech | 2027-01-16
2024-06-26 | HBS12850 | Pylontech US3000C (x16) w/ Noark Electrics (Shanghai) Co., Ltd. Ex9N-DH-12KT-AU (AS4777-2 2020) Eastron SDM630 MCT (40mA) Series | 53.92 |  |  | Pylontech | US3000C | 16 | Noark Electrics (Shanghai) Co., Ltd. | Ex9N-DH-12KT-AU (AS4777-2 2020) | Pylontech | 2027-01-16
2024-06-26 | HBS12851 | Pylontech US2000C (x3) w/ Noark Electrics (Shanghai) Co., Ltd. Ex9N-DH-5KS-AU (AS4777-2 2020) Eastron SDM120CT-M(40mA) | 6.84 |  |  | Pylontech | US2000C | 3 | Noark Electrics (Shanghai) Co., Ltd. | Ex9N-DH-5KS-AU (AS4777-2 2020) | Pylontech | 2026-11-08
2024-06-26 | HBS12852 | Pylontech US2000C (x4) w/ Noark Electrics (Shanghai) Co., Ltd. Ex9N-DH-5KS-AU (AS4777-2 2020) Eastron SDM120CT-M(40mA) | 9.12 |  |  | Pylontech | US2000C | 4 | Noark Electrics (Shanghai) Co., Ltd. | Ex9N-DH-5KS-AU (AS4777-2 2020) | Pylontech | 2026-11-08
2024-06-26 | HBS12853 | Pylontech US2000C (x5) w/ Noark Electrics (Shanghai) Co., Ltd. Ex9N-DH-5KS-AU (AS4777-2 2020) Eastron SDM120CT-M(40mA) | 11.4 |  |  | Pylontech | US2000C | 5 | Noark Electrics (Shanghai) Co., Ltd. | Ex9N-DH-5KS-AU (AS4777-2 2020) | Pylontech | 2026-11-08
2024-06-26 | HBS12854 | Pylontech US2000C (x6) w/ Noark Electrics (Shanghai) Co., Ltd. Ex9N-DH-5KS-AU (AS4777-2 2020) Eastron SDM120CT-M(40mA) | 13.68 |  |  | Pylontech | US2000C | 6 | Noark Electrics (Shanghai) Co., Ltd. | Ex9N-DH-5KS-AU (AS4777-2 2020) | Pylontech | 2026-11-08
2024-06-26 | HBS12855 | Pylontech US2000C (x7) w/ Noark Electrics (Shanghai) Co., Ltd. Ex9N-DH-5KS-AU (AS4777-2 2020) Eastron SDM120CT-M(40mA) | 15.96 |  |  | Pylontech | US2000C | 7 | Noark Electrics (Shanghai) Co., Ltd. | Ex9N-DH-5KS-AU (AS4777-2 2020) | Pylontech | 2026-11-08
2024-06-26 | HBS12856 | Pylontech US2000C (x8) w/ Noark Electrics (Shanghai) Co., Ltd. Ex9N-DH-5KS-AU (AS4777-2 2020) Eastron SDM120CT-M(40mA) | 18.24 |  |  | Pylontech | US2000C | 8 | Noark Electrics (Shanghai) Co., Ltd. | Ex9N-DH-5KS-AU (AS4777-2 2020) | Pylontech | 2026-11-08
2024-06-26 | HBS12857 | Pylontech US2000C (x9) w/ Noark Electrics (Shanghai) Co., Ltd. Ex9N-DH-5KS-AU (AS4777-2 2020) Eastron SDM120CT-M(40mA) | 20.52 |  |  | Pylontech | US2000C | 9 | Noark Electrics (Shanghai) Co., Ltd. | Ex9N-DH-5KS-AU (AS4777-2 2020) | Pylontech | 2026-11-08
2024-06-26 | HBS12858 | Pylontech US2000C (x10) w/ Noark Electrics (Shanghai) Co., Ltd. Ex9N-DH-5KS-AU (AS4777-2 2020) Eastron SDM120CT-M(40mA) | 22.8 |  |  | Pylontech | US2000C | 10 | Noark Electrics (Shanghai) Co., Ltd. | Ex9N-DH-5KS-AU (AS4777-2 2020) | Pylontech | 2026-11-08
2024-06-26 | HBS12859 | Pylontech US2000C (x11) w/ Noark Electrics (Shanghai) Co., Ltd. Ex9N-DH-5KS-AU (AS4777-2 2020) Eastron SDM120CT-M(40mA) | 25.08 |  |  | Pylontech | US2000C | 11 | Noark Electrics (Shanghai) Co., Ltd. | Ex9N-DH-5KS-AU (AS4777-2 2020) | Pylontech | 2026-11-08
2024-06-26 | HBS12860 | Pylontech US2000C (x12) w/ Noark Electrics (Shanghai) Co., Ltd. Ex9N-DH-5KS-AU (AS4777-2 2020) Eastron SDM120CT-M(40mA) | 27.36 |  |  | Pylontech | US2000C | 12 | Noark Electrics (Shanghai) Co., Ltd. | Ex9N-DH-5KS-AU (AS4777-2 2020) | Pylontech | 2026-11-08
2024-06-26 | HBS12861 | Pylontech US2000C (x13) w/ Noark Electrics (Shanghai) Co., Ltd. Ex9N-DH-5KS-AU (AS4777-2 2020) Eastron SDM120CT-M(40mA) | 29.64 |  |  | Pylontech | US2000C | 13 | Noark Electrics (Shanghai) Co., Ltd. | Ex9N-DH-5KS-AU (AS4777-2 2020) | Pylontech | 2026-11-08
2024-06-26 | HBS12862 | Pylontech US2000C (x14) w/ Noark Electrics (Shanghai) Co., Ltd. Ex9N-DH-5KS-AU (AS4777-2 2020) Eastron SDM120CT-M(40mA) | 31.92 |  |  | Pylontech | US2000C | 14 | Noark Electrics (Shanghai) Co., Ltd. | Ex9N-DH-5KS-AU (AS4777-2 2020) | Pylontech | 2026-11-08
2024-06-26 | HBS12863 | Pylontech US2000C (x15) w/ Noark Electrics (Shanghai) Co., Ltd. Ex9N-DH-5KS-AU (AS4777-2 2020) Eastron SDM120CT-M(40mA) | 34.2 |  |  | Pylontech | US2000C | 15 | Noark Electrics (Shanghai) Co., Ltd. | Ex9N-DH-5KS-AU (AS4777-2 2020) | Pylontech | 2026-11-08
2024-06-26 | HBS12864 | Pylontech US2000C (x16) w/ Noark Electrics (Shanghai) Co., Ltd. Ex9N-DH-5KS-AU (AS4777-2 2020) Eastron SDM120CT-M(40mA) | 36.48 |  |  | Pylontech | US2000C | 16 | Noark Electrics (Shanghai) Co., Ltd. | Ex9N-DH-5KS-AU (AS4777-2 2020) | Pylontech | 2026-11-08
2024-06-26 | HBS12865 | Pylontech US2000C (x3) w/ Noark Electrics (Shanghai) Co., Ltd. Ex9N-DH-6KS-AU (AS4777-2 2020) Eastron SDM120CT-M(40mA) | 6.84 |  |  | Pylontech | US2000C | 3 | Noark Electrics (Shanghai) Co., Ltd. | Ex9N-DH-6KS-AU (AS4777-2 2020) | Pylontech | 2026-11-08
2024-06-26 | HBS12866 | Pylontech US2000C (x4) w/ Noark Electrics (Shanghai) Co., Ltd. Ex9N-DH-6KS-AU (AS4777-2 2020) Eastron SDM120CT-M(40mA) | 9.12 |  |  | Pylontech | US2000C | 4 | Noark Electrics (Shanghai) Co., Ltd. | Ex9N-DH-6KS-AU (AS4777-2 2020) | Pylontech | 2026-11-08
2024-06-26 | HBS12867 | Pylontech US2000C (x5) w/ Noark Electrics (Shanghai) Co., Ltd. Ex9N-DH-6KS-AU (AS4777-2 2020) Eastron SDM120CT-M(40mA) | 11.4 |  |  | Pylontech | US2000C | 5 | Noark Electrics (Shanghai) Co., Ltd. | Ex9N-DH-6KS-AU (AS4777-2 2020) | Pylontech | 2026-11-08
2024-06-26 | HBS12868 | Pylontech US2000C (x6) w/ Noark Electrics (Shanghai) Co., Ltd. Ex9N-DH-6KS-AU (AS4777-2 2020) Eastron SDM120CT-M(40mA) | 13.68 |  |  | Pylontech | US2000C | 6 | Noark Electrics (Shanghai) Co., Ltd. | Ex9N-DH-6KS-AU (AS4777-2 2020) | Pylontech | 2026-11-08
2024-06-26 | HBS12869 | Pylontech US2000C (x7) w/ Noark Electrics (Shanghai) Co., Ltd. Ex9N-DH-6KS-AU (AS4777-2 2020) Eastron SDM120CT-M(40mA) | 15.96 |  |  | Pylontech | US2000C | 7 | Noark Electrics (Shanghai) Co., Ltd. | Ex9N-DH-6KS-AU (AS4777-2 2020) | Pylontech | 2026-11-08
2024-06-26 | HBS12870 | Pylontech US2000C (x8) w/ Noark Electrics (Shanghai) Co., Ltd. Ex9N-DH-6KS-AU (AS4777-2 2020) Eastron SDM120CT-M(40mA) | 18.24 |  |  | Pylontech | US2000C | 8 | Noark Electrics (Shanghai) Co., Ltd. | Ex9N-DH-6KS-AU (AS4777-2 2020) | Pylontech | 2026-11-08
2024-06-26 | HBS12871 | Pylontech US2000C (x9) w/ Noark Electrics (Shanghai) Co., Ltd. Ex9N-DH-6KS-AU (AS4777-2 2020) Eastron SDM120CT-M(40mA) | 20.52 |  |  | Pylontech | US2000C | 9 | Noark Electrics (Shanghai) Co., Ltd. | Ex9N-DH-6KS-AU (AS4777-2 2020) | Pylontech | 2026-11-08
2024-06-26 | HBS12872 | Pylontech US2000C (x10) w/ Noark Electrics (Shanghai) Co., Ltd. Ex9N-DH-6KS-AU (AS4777-2 2020) Eastron SDM120CT-M(40mA) | 22.8 |  |  | Pylontech | US2000C | 10 | Noark Electrics (Shanghai) Co., Ltd. | Ex9N-DH-6KS-AU (AS4777-2 2020) | Pylontech | 2026-11-08
2024-06-26 | HBS12873 | Pylontech US2000C (x11) w/ Noark Electrics (Shanghai) Co., Ltd. Ex9N-DH-6KS-AU (AS4777-2 2020) Eastron SDM120CT-M(40mA) | 25.08 |  |  | Pylontech | US2000C | 11 | Noark Electrics (Shanghai) Co., Ltd. | Ex9N-DH-6KS-AU (AS4777-2 2020) | Pylontech | 2026-11-08
2024-06-26 | HBS12874 | Pylontech US2000C (x12) w/ Noark Electrics (Shanghai) Co., Ltd. Ex9N-DH-6KS-AU (AS4777-2 2020) Eastron SDM120CT-M(40mA) | 27.36 |  |  | Pylontech | US2000C | 12 | Noark Electrics (Shanghai) Co., Ltd. | Ex9N-DH-6KS-AU (AS4777-2 2020) | Pylontech | 2026-11-08
2024-06-26 | HBS12875 | Pylontech US2000C (x13) w/ Noark Electrics (Shanghai) Co., Ltd. Ex9N-DH-6KS-AU (AS4777-2 2020) Eastron SDM120CT-M(40mA) | 29.64 |  |  | Pylontech | US2000C | 13 | Noark Electrics (Shanghai) Co., Ltd. | Ex9N-DH-6KS-AU (AS4777-2 2020) | Pylontech | 2026-11-08
2024-06-26 | HBS12876 | Pylontech US2000C (x14) w/ Noark Electrics (Shanghai) Co., Ltd. Ex9N-DH-6KS-AU (AS4777-2 2020) Eastron SDM120CT-M(40mA) | 31.92 |  |  | Pylontech | US2000C | 14 | Noark Electrics (Shanghai) Co., Ltd. | Ex9N-DH-6KS-AU (AS4777-2 2020) | Pylontech | 2026-11-08
2024-06-26 | HBS12877 | Pylontech US2000C (x15) w/ Noark Electrics (Shanghai) Co., Ltd. Ex9N-DH-6KS-AU (AS4777-2 2020) Eastron SDM120CT-M(40mA) | 34.2 |  |  | Pylontech | US2000C | 15 | Noark Electrics (Shanghai) Co., Ltd. | Ex9N-DH-6KS-AU (AS4777-2 2020) | Pylontech | 2026-11-08
2024-06-26 | HBS12878 | Pylontech US2000C (x16) w/ Noark Electrics (Shanghai) Co., Ltd. Ex9N-DH-6KS-AU (AS4777-2 2020) Eastron SDM120CT-M(40mA) | 36.48 |  |  | Pylontech | US2000C | 16 | Noark Electrics (Shanghai) Co., Ltd. | Ex9N-DH-6KS-AU (AS4777-2 2020) | Pylontech | 2026-11-08
2024-06-26 | HBS12879 | Pylontech US2000C (x3) w/ Noark Electrics (Shanghai) Co., Ltd. Ex9N-DH-8KS-AU (AS4777-2 2020) Eastron SDM120CT-M(40mA) | 6.84 |  |  | Pylontech | US2000C | 3 | Noark Electrics (Shanghai) Co., Ltd. | Ex9N-DH-8KS-AU (AS4777-2 2020) | Pylontech | 2027-01-16
2024-06-26 | HBS12880 | Pylontech US2000C (x4) w/ Noark Electrics (Shanghai) Co., Ltd. Ex9N-DH-8KS-AU (AS4777-2 2020) Eastron SDM120CT-M(40mA) | 9.12 |  |  | Pylontech | US2000C | 4 | Noark Electrics (Shanghai) Co., Ltd. | Ex9N-DH-8KS-AU (AS4777-2 2020) | Pylontech | 2027-01-16
2024-06-26 | HBS12881 | Pylontech US2000C (x5) w/ Noark Electrics (Shanghai) Co., Ltd. Ex9N-DH-8KS-AU (AS4777-2 2020) Eastron SDM120CT-M(40mA) | 11.4 |  |  | Pylontech | US2000C | 5 | Noark Electrics (Shanghai) Co., Ltd. | Ex9N-DH-8KS-AU (AS4777-2 2020) | Pylontech | 2027-01-16
2024-06-26 | HBS12882 | Pylontech US2000C (x6) w/ Noark Electrics (Shanghai) Co., Ltd. Ex9N-DH-8KS-AU (AS4777-2 2020) Eastron SDM120CT-M(40mA) | 13.68 |  |  | Pylontech | US2000C | 6 | Noark Electrics (Shanghai) Co., Ltd. | Ex9N-DH-8KS-AU (AS4777-2 2020) | Pylontech | 2027-01-16
2024-06-26 | HBS12883 | Pylontech US2000C (x7) w/ Noark Electrics (Shanghai) Co., Ltd. Ex9N-DH-8KS-AU (AS4777-2 2020) Eastron SDM120CT-M(40mA) | 15.96 |  |  | Pylontech | US2000C | 7 | Noark Electrics (Shanghai) Co., Ltd. | Ex9N-DH-8KS-AU (AS4777-2 2020) | Pylontech | 2027-01-16
2024-06-26 | HBS12884 | Pylontech US2000C (x8) w/ Noark Electrics (Shanghai) Co., Ltd. Ex9N-DH-8KS-AU (AS4777-2 2020) Eastron SDM120CT-M(40mA) | 18.24 |  |  | Pylontech | US2000C | 8 | Noark Electrics (Shanghai) Co., Ltd. | Ex9N-DH-8KS-AU (AS4777-2 2020) | Pylontech | 2027-01-16
2024-06-26 | HBS12885 | Pylontech US2000C (x9) w/ Noark Electrics (Shanghai) Co., Ltd. Ex9N-DH-8KS-AU (AS4777-2 2020) Eastron SDM120CT-M(40mA) | 20.52 |  |  | Pylontech | US2000C | 9 | Noark Electrics (Shanghai) Co., Ltd. | Ex9N-DH-8KS-AU (AS4777-2 2020) | Pylontech | 2027-01-16
2024-06-26 | HBS12886 | Pylontech US2000C (x10) w/ Noark Electrics (Shanghai) Co., Ltd. Ex9N-DH-8KS-AU (AS4777-2 2020) Eastron SDM120CT-M(40mA) | 22.8 |  |  | Pylontech | US2000C | 10 | Noark Electrics (Shanghai) Co., Ltd. | Ex9N-DH-8KS-AU (AS4777-2 2020) | Pylontech | 2027-01-16
2024-06-26 | HBS12887 | Pylontech US2000C (x11) w/ Noark Electrics (Shanghai) Co., Ltd. Ex9N-DH-8KS-AU (AS4777-2 2020) Eastron SDM120CT-M(40mA) | 25.08 |  |  | Pylontech | US2000C | 11 | Noark Electrics (Shanghai) Co., Ltd. | Ex9N-DH-8KS-AU (AS4777-2 2020) | Pylontech | 2027-01-16
2024-06-26 | HBS12888 | Pylontech US2000C (x12) w/ Noark Electrics (Shanghai) Co., Ltd. Ex9N-DH-8KS-AU (AS4777-2 2020) Eastron SDM120CT-M(40mA) | 27.36 |  |  | Pylontech | US2000C | 12 | Noark Electrics (Shanghai) Co., Ltd. | Ex9N-DH-8KS-AU (AS4777-2 2020) | Pylontech | 2027-01-16
2024-06-26 | HBS12889 | Pylontech US2000C (x13) w/ Noark Electrics (Shanghai) Co., Ltd. Ex9N-DH-8KS-AU (AS4777-2 2020) Eastron SDM120CT-M(40mA) | 29.64 |  |  | Pylontech | US2000C | 13 | Noark Electrics (Shanghai) Co., Ltd. | Ex9N-DH-8KS-AU (AS4777-2 2020) | Pylontech | 2027-01-16
2024-06-26 | HBS12890 | Pylontech US2000C (x14) w/ Noark Electrics (Shanghai) Co., Ltd. Ex9N-DH-8KS-AU (AS4777-2 2020) Eastron SDM120CT-M(40mA) | 31.92 |  |  | Pylontech | US2000C | 14 | Noark Electrics (Shanghai) Co., Ltd. | Ex9N-DH-8KS-AU (AS4777-2 2020) | Pylontech | 2027-01-16
2024-06-26 | HBS12891 | Pylontech US2000C (x15) w/ Noark Electrics (Shanghai) Co., Ltd. Ex9N-DH-8KS-AU (AS4777-2 2020) Eastron SDM120CT-M(40mA) | 34.2 |  |  | Pylontech | US2000C | 15 | Noark Electrics (Shanghai) Co., Ltd. | Ex9N-DH-8KS-AU (AS4777-2 2020) | Pylontech | 2027-01-16
2024-06-26 | HBS12892 | Pylontech US2000C (x16) w/ Noark Electrics (Shanghai) Co., Ltd. Ex9N-DH-8KS-AU (AS4777-2 2020) Eastron SDM120CT-M(40mA) | 36.48 |  |  | Pylontech | US2000C | 16 | Noark Electrics (Shanghai) Co., Ltd. | Ex9N-DH-8KS-AU (AS4777-2 2020) | Pylontech | 2027-01-16
2024-06-26 | HBS12893 | Pylontech US2000C (x3) w/ Noark Electrics (Shanghai) Co., Ltd. Ex9N-DH-5KT-AU (AS4777-2 2020) Eastron SDM630 MCT (40mA) Series | 6.84 |  |  | Pylontech | US2000C | 3 | Noark Electrics (Shanghai) Co., Ltd. | Ex9N-DH-5KT-AU (AS4777-2 2020) | Pylontech | 2027-01-16
2024-06-26 | HBS12894 | Pylontech US2000C (x4) w/ Noark Electrics (Shanghai) Co., Ltd. Ex9N-DH-5KT-AU (AS4777-2 2020) Eastron SDM630 MCT (40mA) Series | 9.12 |  |  | Pylontech | US2000C | 4 | Noark Electrics (Shanghai) Co., Ltd. | Ex9N-DH-5KT-AU (AS4777-2 2020) | Pylontech | 2027-01-16
2024-06-26 | HBS12895 | Pylontech US2000C (x5) w/ Noark Electrics (Shanghai) Co., Ltd. Ex9N-DH-5KT-AU (AS4777-2 2020) Eastron SDM630 MCT (40mA) Series | 11.4 |  |  | Pylontech | US2000C | 5 | Noark Electrics (Shanghai) Co., Ltd. | Ex9N-DH-5KT-AU (AS4777-2 2020) | Pylontech | 2027-01-16
2024-06-26 | HBS12896 | Pylontech US2000C (x6) w/ Noark Electrics (Shanghai) Co., Ltd. Ex9N-DH-5KT-AU (AS4777-2 2020) Eastron SDM630 MCT (40mA) Series | 13.68 |  |  | Pylontech | US2000C | 6 | Noark Electrics (Shanghai) Co., Ltd. | Ex9N-DH-5KT-AU (AS4777-2 2020) | Pylontech | 2027-01-16
2024-06-26 | HBS12897 | Pylontech US2000C (x7) w/ Noark Electrics (Shanghai) Co., Ltd. Ex9N-DH-5KT-AU (AS4777-2 2020) Eastron SDM630 MCT (40mA) Series | 15.96 |  |  | Pylontech | US2000C | 7 | Noark Electrics (Shanghai) Co., Ltd. | Ex9N-DH-5KT-AU (AS4777-2 2020) | Pylontech | 2027-01-16
2024-06-26 | HBS12898 | Pylontech US2000C (x8) w/ Noark Electrics (Shanghai) Co., Ltd. Ex9N-DH-5KT-AU (AS4777-2 2020) Eastron SDM630 MCT (40mA) Series | 18.24 |  |  | Pylontech | US2000C | 8 | Noark Electrics (Shanghai) Co., Ltd. | Ex9N-DH-5KT-AU (AS4777-2 2020) | Pylontech | 2027-01-16
2024-06-26 | HBS12899 | Pylontech US2000C (x9) w/ Noark Electrics (Shanghai) Co., Ltd. Ex9N-DH-5KT-AU (AS4777-2 2020) Eastron SDM630 MCT (40mA) Series | 20.52 |  |  | Pylontech | US2000C | 9 | Noark Electrics (Shanghai) Co., Ltd. | Ex9N-DH-5KT-AU (AS4777-2 2020) | Pylontech | 2027-01-16
2024-06-26 | HBS12900 | Pylontech US2000C (x10) w/ Noark Electrics (Shanghai) Co., Ltd. Ex9N-DH-5KT-AU (AS4777-2 2020) Eastron SDM630 MCT (40mA) Series | 22.8 |  |  | Pylontech | US2000C | 10 | Noark Electrics (Shanghai) Co., Ltd. | Ex9N-DH-5KT-AU (AS4777-2 2020) | Pylontech | 2027-01-16
2024-06-26 | HBS12901 | Pylontech US2000C (x11) w/ Noark Electrics (Shanghai) Co., Ltd. Ex9N-DH-5KT-AU (AS4777-2 2020) Eastron SDM630 MCT (40mA) Series | 25.08 |  |  | Pylontech | US2000C | 11 | Noark Electrics (Shanghai) Co., Ltd. | Ex9N-DH-5KT-AU (AS4777-2 2020) | Pylontech | 2027-01-16
2024-06-26 | HBS12902 | Pylontech US2000C (x12) w/ Noark Electrics (Shanghai) Co., Ltd. Ex9N-DH-5KT-AU (AS4777-2 2020) Eastron SDM630 MCT (40mA) Series | 27.36 |  |  | Pylontech | US2000C | 12 | Noark Electrics (Shanghai) Co., Ltd. | Ex9N-DH-5KT-AU (AS4777-2 2020) | Pylontech | 2027-01-16
2024-06-26 | HBS12903 | Pylontech US2000C (x13) w/ Noark Electrics (Shanghai) Co., Ltd. Ex9N-DH-5KT-AU (AS4777-2 2020) Eastron SDM630 MCT (40mA) Series | 29.64 |  |  | Pylontech | US2000C | 13 | Noark Electrics (Shanghai) Co., Ltd. | Ex9N-DH-5KT-AU (AS4777-2 2020) | Pylontech | 2027-01-16
2024-06-26 | HBS12904 | Pylontech US2000C (x14) w/ Noark Electrics (Shanghai) Co., Ltd. Ex9N-DH-5KT-AU (AS4777-2 2020) Eastron SDM630 MCT (40mA) Series | 31.92 |  |  | Pylontech | US2000C | 14 | Noark Electrics (Shanghai) Co., Ltd. | Ex9N-DH-5KT-AU (AS4777-2 2020) | Pylontech | 2027-01-16
2024-06-26 | HBS12905 | Pylontech US2000C (x15) w/ Noark Electrics (Shanghai) Co., Ltd. Ex9N-DH-5KT-AU (AS4777-2 2020) Eastron SDM630 MCT (40mA) Series | 34.2 |  |  | Pylontech | US2000C | 15 | Noark Electrics (Shanghai) Co., Ltd. | Ex9N-DH-5KT-AU (AS4777-2 2020) | Pylontech | 2027-01-16
2024-06-26 | HBS12906 | Pylontech US2000C (x16) w/ Noark Electrics (Shanghai) Co., Ltd. Ex9N-DH-5KT-AU (AS4777-2 2020) Eastron SDM630 MCT (40mA) Series | 36.48 |  |  | Pylontech | US2000C | 16 | Noark Electrics (Shanghai) Co., Ltd. | Ex9N-DH-5KT-AU (AS4777-2 2020) | Pylontech | 2027-01-16
2024-06-26 | HBS12907 | Pylontech US2000C (x3) w/ Noark Electrics (Shanghai) Co., Ltd. Ex9N-DH-6KT-AU (AS4777-2 2020) Eastron SDM630 MCT (40mA) Series | 6.84 |  |  | Pylontech | US2000C | 3 | Noark Electrics (Shanghai) Co., Ltd. | Ex9N-DH-6KT-AU (AS4777-2 2020) | Pylontech | 2027-01-16
2024-06-26 | HBS12908 | Pylontech US2000C (x4) w/ Noark Electrics (Shanghai) Co., Ltd. Ex9N-DH-6KT-AU (AS4777-2 2020) Eastron SDM630 MCT (40mA) Series | 9.12 |  |  | Pylontech | US2000C | 4 | Noark Electrics (Shanghai) Co., Ltd. | Ex9N-DH-6KT-AU (AS4777-2 2020) | Pylontech | 2027-01-16
2024-06-26 | HBS12909 | Pylontech US2000C (x5) w/ Noark Electrics (Shanghai) Co., Ltd. Ex9N-DH-6KT-AU (AS4777-2 2020) Eastron SDM630 MCT (40mA) Series | 11.4 |  |  | Pylontech | US2000C | 5 | Noark Electrics (Shanghai) Co., Ltd. | Ex9N-DH-6KT-AU (AS4777-2 2020) | Pylontech | 2027-01-16
2024-06-26 | HBS12910 | Pylontech US2000C (x6) w/ Noark Electrics (Shanghai) Co., Ltd. Ex9N-DH-6KT-AU (AS4777-2 2020) Eastron SDM630 MCT (40mA) Series | 13.68 |  |  | Pylontech | US2000C | 6 | Noark Electrics (Shanghai) Co., Ltd. | Ex9N-DH-6KT-AU (AS4777-2 2020) | Pylontech | 2027-01-16
2024-06-26 | HBS12911 | Pylontech US2000C (x7) w/ Noark Electrics (Shanghai) Co., Ltd. Ex9N-DH-6KT-AU (AS4777-2 2020) Eastron SDM630 MCT (40mA) Series | 15.96 |  |  | Pylontech | US2000C | 7 | Noark Electrics (Shanghai) Co., Ltd. | Ex9N-DH-6KT-AU (AS4777-2 2020) | Pylontech | 2027-01-16
2024-06-26 | HBS12912 | Pylontech US2000C (x8) w/ Noark Electrics (Shanghai) Co., Ltd. Ex9N-DH-6KT-AU (AS4777-2 2020) Eastron SDM630 MCT (40mA) Series | 18.24 |  |  | Pylontech | US2000C | 8 | Noark Electrics (Shanghai) Co., Ltd. | Ex9N-DH-6KT-AU (AS4777-2 2020) | Pylontech | 2027-01-16
2024-06-26 | HBS12913 | Pylontech US2000C (x9) w/ Noark Electrics (Shanghai) Co., Ltd. Ex9N-DH-6KT-AU (AS4777-2 2020) Eastron SDM630 MCT (40mA) Series | 20.52 |  |  | Pylontech | US2000C | 9 | Noark Electrics (Shanghai) Co., Ltd. | Ex9N-DH-6KT-AU (AS4777-2 2020) | Pylontech | 2027-01-16
2024-06-26 | HBS12914 | Pylontech US2000C (x10) w/ Noark Electrics (Shanghai) Co., Ltd. Ex9N-DH-6KT-AU (AS4777-2 2020) Eastron SDM630 MCT (40mA) Series | 22.8 |  |  | Pylontech | US2000C | 10 | Noark Electrics (Shanghai) Co., Ltd. | Ex9N-DH-6KT-AU (AS4777-2 2020) | Pylontech | 2027-01-16
2024-06-26 | HBS12915 | Pylontech US2000C (x11) w/ Noark Electrics (Shanghai) Co., Ltd. Ex9N-DH-6KT-AU (AS4777-2 2020) Eastron SDM630 MCT (40mA) Series | 25.08 |  |  | Pylontech | US2000C | 11 | Noark Electrics (Shanghai) Co., Ltd. | Ex9N-DH-6KT-AU (AS4777-2 2020) | Pylontech | 2027-01-16
2024-06-26 | HBS12916 | Pylontech US2000C (x12) w/ Noark Electrics (Shanghai) Co., Ltd. Ex9N-DH-6KT-AU (AS4777-2 2020) Eastron SDM630 MCT (40mA) Series | 27.36 |  |  | Pylontech | US2000C | 12 | Noark Electrics (Shanghai) Co., Ltd. | Ex9N-DH-6KT-AU (AS4777-2 2020) | Pylontech | 2027-01-16
2024-06-26 | HBS12917 | Pylontech US2000C (x13) w/ Noark Electrics (Shanghai) Co., Ltd. Ex9N-DH-6KT-AU (AS4777-2 2020) Eastron SDM630 MCT (40mA) Series | 29.64 |  |  | Pylontech | US2000C | 13 | Noark Electrics (Shanghai) Co., Ltd. | Ex9N-DH-6KT-AU (AS4777-2 2020) | Pylontech | 2027-01-16
2024-06-26 | HBS12918 | Pylontech US2000C (x14) w/ Noark Electrics (Shanghai) Co., Ltd. Ex9N-DH-6KT-AU (AS4777-2 2020) Eastron SDM630 MCT (40mA) Series | 31.92 |  |  | Pylontech | US2000C | 14 | Noark Electrics (Shanghai) Co., Ltd. | Ex9N-DH-6KT-AU (AS4777-2 2020) | Pylontech | 2027-01-16
2024-06-26 | HBS12919 | Pylontech US2000C (x15) w/ Noark Electrics (Shanghai) Co., Ltd. Ex9N-DH-6KT-AU (AS4777-2 2020) Eastron SDM630 MCT (40mA) Series | 34.2 |  |  | Pylontech | US2000C | 15 | Noark Electrics (Shanghai) Co., Ltd. | Ex9N-DH-6KT-AU (AS4777-2 2020) | Pylontech | 2027-01-16
2024-06-26 | HBS12920 | Pylontech US2000C (x16) w/ Noark Electrics (Shanghai) Co., Ltd. Ex9N-DH-6KT-AU (AS4777-2 2020) Eastron SDM630 MCT (40mA) Series | 36.48 |  |  | Pylontech | US2000C | 16 | Noark Electrics (Shanghai) Co., Ltd. | Ex9N-DH-6KT-AU (AS4777-2 2020) | Pylontech | 2027-01-16
2024-06-26 | HBS12921 | Pylontech US2000C (x3) w/ Noark Electrics (Shanghai) Co., Ltd. Ex9N-DH-8KT-AU (AS4777-2 2020) Eastron SDM630 MCT (40mA) Series | 6.84 |  |  | Pylontech | US2000C | 3 | Noark Electrics (Shanghai) Co., Ltd. | Ex9N-DH-8KT-AU (AS4777-2 2020) | Pylontech | 2027-01-16
2024-06-26 | HBS12922 | Pylontech US2000C (x4) w/ Noark Electrics (Shanghai) Co., Ltd. Ex9N-DH-8KT-AU (AS4777-2 2020) Eastron SDM630 MCT (40mA) Series | 9.12 |  |  | Pylontech | US2000C | 4 | Noark Electrics (Shanghai) Co., Ltd. | Ex9N-DH-8KT-AU (AS4777-2 2020) | Pylontech | 2027-01-16
2024-06-26 | HBS12923 | Pylontech US2000C (x5) w/ Noark Electrics (Shanghai) Co., Ltd. Ex9N-DH-8KT-AU (AS4777-2 2020) Eastron SDM630 MCT (40mA) Series | 11.4 |  |  | Pylontech | US2000C | 5 | Noark Electrics (Shanghai) Co., Ltd. | Ex9N-DH-8KT-AU (AS4777-2 2020) | Pylontech | 2027-01-16
2024-06-26 | HBS12924 | Pylontech US2000C (x6) w/ Noark Electrics (Shanghai) Co., Ltd. Ex9N-DH-8KT-AU (AS4777-2 2020) Eastron SDM630 MCT (40mA) Series | 13.68 |  |  | Pylontech | US2000C | 6 | Noark Electrics (Shanghai) Co., Ltd. | Ex9N-DH-8KT-AU (AS4777-2 2020) | Pylontech | 2027-01-16
2024-06-26 | HBS12925 | Pylontech US2000C (x7) w/ Noark Electrics (Shanghai) Co., Ltd. Ex9N-DH-8KT-AU (AS4777-2 2020) Eastron SDM630 MCT (40mA) Series | 15.96 |  |  | Pylontech | US2000C | 7 | Noark Electrics (Shanghai) Co., Ltd. | Ex9N-DH-8KT-AU (AS4777-2 2020) | Pylontech | 2027-01-16
2024-06-26 | HBS12926 | Pylontech US2000C (x8) w/ Noark Electrics (Shanghai) Co., Ltd. Ex9N-DH-8KT-AU (AS4777-2 2020) Eastron SDM630 MCT (40mA) Series | 18.24 |  |  | Pylontech | US2000C | 8 | Noark Electrics (Shanghai) Co., Ltd. | Ex9N-DH-8KT-AU (AS4777-2 2020) | Pylontech | 2027-01-16
2024-06-26 | HBS12927 | Pylontech US2000C (x9) w/ Noark Electrics (Shanghai) Co., Ltd. Ex9N-DH-8KT-AU (AS4777-2 2020) Eastron SDM630 MCT (40mA) Series | 20.52 |  |  | Pylontech | US2000C | 9 | Noark Electrics (Shanghai) Co., Ltd. | Ex9N-DH-8KT-AU (AS4777-2 2020) | Pylontech | 2027-01-16
2024-06-26 | HBS12928 | Pylontech US2000C (x10) w/ Noark Electrics (Shanghai) Co., Ltd. Ex9N-DH-8KT-AU (AS4777-2 2020) Eastron SDM630 MCT (40mA) Series | 22.8 |  |  | Pylontech | US2000C | 10 | Noark Electrics (Shanghai) Co., Ltd. | Ex9N-DH-8KT-AU (AS4777-2 2020) | Pylontech | 2027-01-16
2024-06-26 | HBS12929 | Pylontech US2000C (x11) w/ Noark Electrics (Shanghai) Co., Ltd. Ex9N-DH-8KT-AU (AS4777-2 2020) Eastron SDM630 MCT (40mA) Series | 25.08 |  |  | Pylontech | US2000C | 11 | Noark Electrics (Shanghai) Co., Ltd. | Ex9N-DH-8KT-AU (AS4777-2 2020) | Pylontech | 2027-01-16
2024-06-26 | HBS12930 | Pylontech US2000C (x12) w/ Noark Electrics (Shanghai) Co., Ltd. Ex9N-DH-8KT-AU (AS4777-2 2020) Eastron SDM630 MCT (40mA) Series | 27.36 |  |  | Pylontech | US2000C | 12 | Noark Electrics (Shanghai) Co., Ltd. | Ex9N-DH-8KT-AU (AS4777-2 2020) | Pylontech | 2027-01-16
2024-06-26 | HBS12931 | Pylontech US2000C (x13) w/ Noark Electrics (Shanghai) Co., Ltd. Ex9N-DH-8KT-AU (AS4777-2 2020) Eastron SDM630 MCT (40mA) Series | 29.64 |  |  | Pylontech | US2000C | 13 | Noark Electrics (Shanghai) Co., Ltd. | Ex9N-DH-8KT-AU (AS4777-2 2020) | Pylontech | 2027-01-16
2024-06-26 | HBS12932 | Pylontech US2000C (x14) w/ Noark Electrics (Shanghai) Co., Ltd. Ex9N-DH-8KT-AU (AS4777-2 2020) Eastron SDM630 MCT (40mA) Series | 31.92 |  |  | Pylontech | US2000C | 14 | Noark Electrics (Shanghai) Co., Ltd. | Ex9N-DH-8KT-AU (AS4777-2 2020) | Pylontech | 2027-01-16
2024-06-26 | HBS12933 | Pylontech US2000C (x15) w/ Noark Electrics (Shanghai) Co., Ltd. Ex9N-DH-8KT-AU (AS4777-2 2020) Eastron SDM630 MCT (40mA) Series | 34.2 |  |  | Pylontech | US2000C | 15 | Noark Electrics (Shanghai) Co., Ltd. | Ex9N-DH-8KT-AU (AS4777-2 2020) | Pylontech | 2027-01-16
2024-06-26 | HBS12934 | Pylontech US2000C (x16) w/ Noark Electrics (Shanghai) Co., Ltd. Ex9N-DH-8KT-AU (AS4777-2 2020) Eastron SDM630 MCT (40mA) Series | 36.48 |  |  | Pylontech | US2000C | 16 | Noark Electrics (Shanghai) Co., Ltd. | Ex9N-DH-8KT-AU (AS4777-2 2020) | Pylontech | 2027-01-16
2024-06-26 | HBS12935 | Pylontech US2000C (x3) w/ Noark Electrics (Shanghai) Co., Ltd. Ex9N-DH-10KT-AU (AS4777-2 2020) Eastron SDM630 MCT (40mA) Series | 6.84 |  |  | Pylontech | US2000C | 3 | Noark Electrics (Shanghai) Co., Ltd. | Ex9N-DH-10KT-AU (AS4777-2 2020) | Pylontech | 2027-01-16
2024-06-26 | HBS12936 | Pylontech US2000C (x4) w/ Noark Electrics (Shanghai) Co., Ltd. Ex9N-DH-10KT-AU (AS4777-2 2020) Eastron SDM630 MCT (40mA) Series | 9.12 |  |  | Pylontech | US2000C | 4 | Noark Electrics (Shanghai) Co., Ltd. | Ex9N-DH-10KT-AU (AS4777-2 2020) | Pylontech | 2027-01-16
2024-06-26 | HBS12937 | Pylontech US2000C (x5) w/ Noark Electrics (Shanghai) Co., Ltd. Ex9N-DH-10KT-AU (AS4777-2 2020) Eastron SDM630 MCT (40mA) Series | 11.4 |  |  | Pylontech | US2000C | 5 | Noark Electrics (Shanghai) Co., Ltd. | Ex9N-DH-10KT-AU (AS4777-2 2020) | Pylontech | 2027-01-16
2024-06-26 | HBS12938 | Pylontech US2000C (x6) w/ Noark Electrics (Shanghai) Co., Ltd. Ex9N-DH-10KT-AU (AS4777-2 2020) Eastron SDM630 MCT (40mA) Series | 13.68 |  |  | Pylontech | US2000C | 6 | Noark Electrics (Shanghai) Co., Ltd. | Ex9N-DH-10KT-AU (AS4777-2 2020) | Pylontech | 2027-01-16
2024-06-26 | HBS12939 | Pylontech US2000C (x7) w/ Noark Electrics (Shanghai) Co., Ltd. Ex9N-DH-10KT-AU (AS4777-2 2020) Eastron SDM630 MCT (40mA) Series | 15.96 |  |  | Pylontech | US2000C | 7 | Noark Electrics (Shanghai) Co., Ltd. | Ex9N-DH-10KT-AU (AS4777-2 2020) | Pylontech | 2027-01-16
2024-06-26 | HBS12940 | Pylontech US2000C (x8) w/ Noark Electrics (Shanghai) Co., Ltd. Ex9N-DH-10KT-AU (AS4777-2 2020) Eastron SDM630 MCT (40mA) Series | 18.24 |  |  | Pylontech | US2000C | 8 | Noark Electrics (Shanghai) Co., Ltd. | Ex9N-DH-10KT-AU (AS4777-2 2020) | Pylontech | 2027-01-16
2024-06-26 | HBS12941 | Pylontech US2000C (x9) w/ Noark Electrics (Shanghai) Co., Ltd. Ex9N-DH-10KT-AU (AS4777-2 2020) Eastron SDM630 MCT (40mA) Series | 20.52 |  |  | Pylontech | US2000C | 9 | Noark Electrics (Shanghai) Co., Ltd. | Ex9N-DH-10KT-AU (AS4777-2 2020) | Pylontech | 2027-01-16
2024-06-26 | HBS12942 | Pylontech US2000C (x10) w/ Noark Electrics (Shanghai) Co., Ltd. Ex9N-DH-10KT-AU (AS4777-2 2020) Eastron SDM630 MCT (40mA) Series | 22.8 |  |  | Pylontech | US2000C | 10 | Noark Electrics (Shanghai) Co., Ltd. | Ex9N-DH-10KT-AU (AS4777-2 2020) | Pylontech | 2027-01-16
2024-06-26 | HBS12943 | Pylontech US2000C (x11) w/ Noark Electrics (Shanghai) Co., Ltd. Ex9N-DH-10KT-AU (AS4777-2 2020) Eastron SDM630 MCT (40mA) Series | 25.08 |  |  | Pylontech | US2000C | 11 | Noark Electrics (Shanghai) Co., Ltd. | Ex9N-DH-10KT-AU (AS4777-2 2020) | Pylontech | 2027-01-16
2024-06-26 | HBS12944 | Pylontech US2000C (x12) w/ Noark Electrics (Shanghai) Co., Ltd. Ex9N-DH-10KT-AU (AS4777-2 2020) Eastron SDM630 MCT (40mA) Series | 27.36 |  |  | Pylontech | US2000C | 12 | Noark Electrics (Shanghai) Co., Ltd. | Ex9N-DH-10KT-AU (AS4777-2 2020) | Pylontech | 2027-01-16
2024-06-26 | HBS12945 | Pylontech US2000C (x13) w/ Noark Electrics (Shanghai) Co., Ltd. Ex9N-DH-10KT-AU (AS4777-2 2020) Eastron SDM630 MCT (40mA) Series | 29.64 |  |  | Pylontech | US2000C | 13 | Noark Electrics (Shanghai) Co., Ltd. | Ex9N-DH-10KT-AU (AS4777-2 2020) | Pylontech | 2027-01-16
2024-06-26 | HBS12946 | Pylontech US2000C (x14) w/ Noark Electrics (Shanghai) Co., Ltd. Ex9N-DH-10KT-AU (AS4777-2 2020) Eastron SDM630 MCT (40mA) Series | 31.92 |  |  | Pylontech | US2000C | 14 | Noark Electrics (Shanghai) Co., Ltd. | Ex9N-DH-10KT-AU (AS4777-2 2020) | Pylontech | 2027-01-16
2024-06-26 | HBS12947 | Pylontech US2000C (x15) w/ Noark Electrics (Shanghai) Co., Ltd. Ex9N-DH-10KT-AU (AS4777-2 2020) Eastron SDM630 MCT (40mA) Series | 34.2 |  |  | Pylontech | US2000C | 15 | Noark Electrics (Shanghai) Co., Ltd. | Ex9N-DH-10KT-AU (AS4777-2 2020) | Pylontech | 2027-01-16
2024-06-26 | HBS12948 | Pylontech US2000C (x16) w/ Noark Electrics (Shanghai) Co., Ltd. Ex9N-DH-10KT-AU (AS4777-2 2020) Eastron SDM630 MCT (40mA) Series | 36.48 |  |  | Pylontech | US2000C | 16 | Noark Electrics (Shanghai) Co., Ltd. | Ex9N-DH-10KT-AU (AS4777-2 2020) | Pylontech | 2027-01-16
2024-06-26 | HBS12949 | Pylontech US2000C (x3) w/ Noark Electrics (Shanghai) Co., Ltd. Ex9N-DH-12KT-AU (AS4777-2 2020) Eastron SDM630 MCT (40mA) Series | 6.84 |  |  | Pylontech | US2000C | 3 | Noark Electrics (Shanghai) Co., Ltd. | Ex9N-DH-12KT-AU (AS4777-2 2020) | Pylontech | 2027-01-16
2024-06-26 | HBS12950 | Pylontech US2000C (x4) w/ Noark Electrics (Shanghai) Co., Ltd. Ex9N-DH-12KT-AU (AS4777-2 2020) Eastron SDM630 MCT (40mA) Series | 9.12 |  |  | Pylontech | US2000C | 4 | Noark Electrics (Shanghai) Co., Ltd. | Ex9N-DH-12KT-AU (AS4777-2 2020) | Pylontech | 2027-01-16
2024-06-26 | HBS12951 | Pylontech US2000C (x5) w/ Noark Electrics (Shanghai) Co., Ltd. Ex9N-DH-12KT-AU (AS4777-2 2020) Eastron SDM630 MCT (40mA) Series | 11.4 |  |  | Pylontech | US2000C | 5 | Noark Electrics (Shanghai) Co., Ltd. | Ex9N-DH-12KT-AU (AS4777-2 2020) | Pylontech | 2027-01-16
2024-06-26 | HBS12952 | Pylontech US2000C (x6) w/ Noark Electrics (Shanghai) Co., Ltd. Ex9N-DH-12KT-AU (AS4777-2 2020) Eastron SDM630 MCT (40mA) Series | 13.68 |  |  | Pylontech | US2000C | 6 | Noark Electrics (Shanghai) Co., Ltd. | Ex9N-DH-12KT-AU (AS4777-2 2020) | Pylontech | 2027-01-16
2024-06-26 | HBS12953 | Pylontech US2000C (x7) w/ Noark Electrics (Shanghai) Co., Ltd. Ex9N-DH-12KT-AU (AS4777-2 2020) Eastron SDM630 MCT (40mA) Series | 15.96 |  |  | Pylontech | US2000C | 7 | Noark Electrics (Shanghai) Co., Ltd. | Ex9N-DH-12KT-AU (AS4777-2 2020) | Pylontech | 2027-01-16
2024-06-26 | HBS12954 | Pylontech US2000C (x8) w/ Noark Electrics (Shanghai) Co., Ltd. Ex9N-DH-12KT-AU (AS4777-2 2020) Eastron SDM630 MCT (40mA) Series | 18.24 |  |  | Pylontech | US2000C | 8 | Noark Electrics (Shanghai) Co., Ltd. | Ex9N-DH-12KT-AU (AS4777-2 2020) | Pylontech | 2027-01-16
2024-06-26 | HBS12955 | Pylontech US2000C (x9) w/ Noark Electrics (Shanghai) Co., Ltd. Ex9N-DH-12KT-AU (AS4777-2 2020) Eastron SDM630 MCT (40mA) Series | 20.52 |  |  | Pylontech | US2000C | 9 | Noark Electrics (Shanghai) Co., Ltd. | Ex9N-DH-12KT-AU (AS4777-2 2020) | Pylontech | 2027-01-16
2024-06-26 | HBS12956 | Pylontech US2000C (x10) w/ Noark Electrics (Shanghai) Co., Ltd. Ex9N-DH-12KT-AU (AS4777-2 2020) Eastron SDM630 MCT (40mA) Series | 22.8 |  |  | Pylontech | US2000C | 10 | Noark Electrics (Shanghai) Co., Ltd. | Ex9N-DH-12KT-AU (AS4777-2 2020) | Pylontech | 2027-01-16
2024-06-26 | HBS12957 | Pylontech US2000C (x11) w/ Noark Electrics (Shanghai) Co., Ltd. Ex9N-DH-12KT-AU (AS4777-2 2020) Eastron SDM630 MCT (40mA) Series | 25.08 |  |  | Pylontech | US2000C | 11 | Noark Electrics (Shanghai) Co., Ltd. | Ex9N-DH-12KT-AU (AS4777-2 2020) | Pylontech | 2027-01-16
2024-06-26 | HBS12958 | Pylontech US2000C (x12) w/ Noark Electrics (Shanghai) Co., Ltd. Ex9N-DH-12KT-AU (AS4777-2 2020) Eastron SDM630 MCT (40mA) Series | 27.36 |  |  | Pylontech | US2000C | 12 | Noark Electrics (Shanghai) Co., Ltd. | Ex9N-DH-12KT-AU (AS4777-2 2020) | Pylontech | 2027-01-16
2024-06-26 | HBS12959 | Pylontech US2000C (x13) w/ Noark Electrics (Shanghai) Co., Ltd. Ex9N-DH-12KT-AU (AS4777-2 2020) Eastron SDM630 MCT (40mA) Series | 29.64 |  |  | Pylontech | US2000C | 13 | Noark Electrics (Shanghai) Co., Ltd. | Ex9N-DH-12KT-AU (AS4777-2 2020) | Pylontech | 2027-01-16
2024-06-26 | HBS12960 | Pylontech US2000C (x14) w/ Noark Electrics (Shanghai) Co., Ltd. Ex9N-DH-12KT-AU (AS4777-2 2020) Eastron SDM630 MCT (40mA) Series | 31.92 |  |  | Pylontech | US2000C | 14 | Noark Electrics (Shanghai) Co., Ltd. | Ex9N-DH-12KT-AU (AS4777-2 2020) | Pylontech | 2027-01-16
2024-06-26 | HBS12961 | Pylontech US2000C (x15) w/ Noark Electrics (Shanghai) Co., Ltd. Ex9N-DH-12KT-AU (AS4777-2 2020) Eastron SDM630 MCT (40mA) Series | 34.2 |  |  | Pylontech | US2000C | 15 | Noark Electrics (Shanghai) Co., Ltd. | Ex9N-DH-12KT-AU (AS4777-2 2020) | Pylontech | 2027-01-16
2024-06-26 | HBS12962 | Pylontech US2000C (x16) w/ Noark Electrics (Shanghai) Co., Ltd. Ex9N-DH-12KT-AU (AS4777-2 2020) Eastron SDM630 MCT (40mA) Series | 36.48 |  |  | Pylontech | US2000C | 16 | Noark Electrics (Shanghai) Co., Ltd. | Ex9N-DH-12KT-AU (AS4777-2 2020) | Pylontech | 2027-01-16
2024-06-26 | HBS12963 | Pylontech Pelio-L-5.12 (x2) w/ Noark Electrics (Shanghai) Co., Ltd. Ex9N-DH-5KS-AU (AS4777-2 2020) Eastron SDM120CT-M(40mA) | 9.728 |  |  | Pylontech | Pelio-L-5.12 | 2 | Noark Electrics (Shanghai) Co., Ltd. | Ex9N-DH-5KS-AU (AS4777-2 2020) | Pylontech | 2026-11-08
2024-06-26 | HBS12964 | Pylontech Pelio-L-5.12 (x3) w/ Noark Electrics (Shanghai) Co., Ltd. Ex9N-DH-5KS-AU (AS4777-2 2020) Eastron SDM120CT-M(40mA) | 14.592 |  |  | Pylontech | Pelio-L-5.12 | 3 | Noark Electrics (Shanghai) Co., Ltd. | Ex9N-DH-5KS-AU (AS4777-2 2020) | Pylontech | 2026-11-08
2024-06-26 | HBS12965 | Pylontech Pelio-L-5.12 (x4) w/ Noark Electrics (Shanghai) Co., Ltd. Ex9N-DH-5KS-AU (AS4777-2 2020) Eastron SDM120CT-M(40mA) | 19.456 |  |  | Pylontech | Pelio-L-5.12 | 4 | Noark Electrics (Shanghai) Co., Ltd. | Ex9N-DH-5KS-AU (AS4777-2 2020) | Pylontech | 2026-11-08
2024-06-26 | HBS12966 | Pylontech Pelio-L-5.12 (x5) w/ Noark Electrics (Shanghai) Co., Ltd. Ex9N-DH-5KS-AU (AS4777-2 2020) Eastron SDM120CT-M(40mA) | 24.32 |  |  | Pylontech | Pelio-L-5.12 | 5 | Noark Electrics (Shanghai) Co., Ltd. | Ex9N-DH-5KS-AU (AS4777-2 2020) | Pylontech | 2026-11-08
2024-06-26 | HBS12967 | Pylontech Pelio-L-5.12 (x6) w/ Noark Electrics (Shanghai) Co., Ltd. Ex9N-DH-5KS-AU (AS4777-2 2020) Eastron SDM120CT-M(40mA) | 29.184 |  |  | Pylontech | Pelio-L-5.12 | 6 | Noark Electrics (Shanghai) Co., Ltd. | Ex9N-DH-5KS-AU (AS4777-2 2020) | Pylontech | 2026-11-08
2024-06-26 | HBS12968 | Pylontech Pelio-L-5.12 (x7) w/ Noark Electrics (Shanghai) Co., Ltd. Ex9N-DH-5KS-AU (AS4777-2 2020) Eastron SDM120CT-M(40mA) | 34.048 |  |  | Pylontech | Pelio-L-5.12 | 7 | Noark Electrics (Shanghai) Co., Ltd. | Ex9N-DH-5KS-AU (AS4777-2 2020) | Pylontech | 2026-11-08
2024-06-26 | HBS12969 | Pylontech Pelio-L-5.12 (x8) w/ Noark Electrics (Shanghai) Co., Ltd. Ex9N-DH-5KS-AU (AS4777-2 2020) Eastron SDM120CT-M(40mA) | 38.912 |  |  | Pylontech | Pelio-L-5.12 | 8 | Noark Electrics (Shanghai) Co., Ltd. | Ex9N-DH-5KS-AU (AS4777-2 2020) | Pylontech | 2026-11-08
2024-06-26 | HBS12970 | Pylontech Pelio-L-5.12 (x9) w/ Noark Electrics (Shanghai) Co., Ltd. Ex9N-DH-5KS-AU (AS4777-2 2020) Eastron SDM120CT-M(40mA) | 43.776 |  |  | Pylontech | Pelio-L-5.12 | 9 | Noark Electrics (Shanghai) Co., Ltd. | Ex9N-DH-5KS-AU (AS4777-2 2020) | Pylontech | 2026-11-08
2024-06-26 | HBS12971 | Pylontech Pelio-L-5.12 (x10) w/ Noark Electrics (Shanghai) Co., Ltd. Ex9N-DH-5KS-AU (AS4777-2 2020) Eastron SDM120CT-M(40mA) | 48.64 |  |  | Pylontech | Pelio-L-5.12 | 10 | Noark Electrics (Shanghai) Co., Ltd. | Ex9N-DH-5KS-AU (AS4777-2 2020) | Pylontech | 2026-11-08
2024-06-26 | HBS12972 | Pylontech Pelio-L-5.12 (x11) w/ Noark Electrics (Shanghai) Co., Ltd. Ex9N-DH-5KS-AU (AS4777-2 2020) Eastron SDM120CT-M(40mA) | 53.504 |  |  | Pylontech | Pelio-L-5.12 | 11 | Noark Electrics (Shanghai) Co., Ltd. | Ex9N-DH-5KS-AU (AS4777-2 2020) | Pylontech | 2026-11-08
2024-06-26 | HBS12973 | Pylontech Pelio-L-5.12 (x12) w/ Noark Electrics (Shanghai) Co., Ltd. Ex9N-DH-5KS-AU (AS4777-2 2020) Eastron SDM120CT-M(40mA) | 58.368 |  |  | Pylontech | Pelio-L-5.12 | 12 | Noark Electrics (Shanghai) Co., Ltd. | Ex9N-DH-5KS-AU (AS4777-2 2020) | Pylontech | 2026-11-08
2024-06-26 | HBS12974 | Pylontech Pelio-L-5.12 (x13) w/ Noark Electrics (Shanghai) Co., Ltd. Ex9N-DH-5KS-AU (AS4777-2 2020) Eastron SDM120CT-M(40mA) | 63.232 |  |  | Pylontech | Pelio-L-5.12 | 13 | Noark Electrics (Shanghai) Co., Ltd. | Ex9N-DH-5KS-AU (AS4777-2 2020) | Pylontech | 2026-11-08
2024-06-26 | HBS12975 | Pylontech Pelio-L-5.12 (x14) w/ Noark Electrics (Shanghai) Co., Ltd. Ex9N-DH-5KS-AU (AS4777-2 2020) Eastron SDM120CT-M(40mA) | 68.096 |  |  | Pylontech | Pelio-L-5.12 | 14 | Noark Electrics (Shanghai) Co., Ltd. | Ex9N-DH-5KS-AU (AS4777-2 2020) | Pylontech | 2026-11-08
2024-06-26 | HBS12976 | Pylontech Pelio-L-5.12 (x15) w/ Noark Electrics (Shanghai) Co., Ltd. Ex9N-DH-5KS-AU (AS4777-2 2020) Eastron SDM120CT-M(40mA) | 72.96 |  |  | Pylontech | Pelio-L-5.12 | 15 | Noark Electrics (Shanghai) Co., Ltd. | Ex9N-DH-5KS-AU (AS4777-2 2020) | Pylontech | 2026-11-08
2024-06-26 | HBS12977 | Pylontech Pelio-L-5.12 (x16) w/ Noark Electrics (Shanghai) Co., Ltd. Ex9N-DH-5KS-AU (AS4777-2 2020) Eastron SDM120CT-M(40mA) | 77.824 |  |  | Pylontech | Pelio-L-5.12 | 16 | Noark Electrics (Shanghai) Co., Ltd. | Ex9N-DH-5KS-AU (AS4777-2 2020) | Pylontech | 2026-11-08
2024-06-26 | HBS12978 | Pylontech Pelio-L-5.12 (x17) w/ Noark Electrics (Shanghai) Co., Ltd. Ex9N-DH-5KS-AU (AS4777-2 2020) Eastron SDM120CT-M(40mA) | 82.688 |  |  | Pylontech | Pelio-L-5.12 | 17 | Noark Electrics (Shanghai) Co., Ltd. | Ex9N-DH-5KS-AU (AS4777-2 2020) | Pylontech | 2026-11-08
2024-06-26 | HBS12979 | Pylontech Pelio-L-5.12 (x18) w/ Noark Electrics (Shanghai) Co., Ltd. Ex9N-DH-5KS-AU (AS4777-2 2020) Eastron SDM120CT-M(40mA) | 87.552 |  |  | Pylontech | Pelio-L-5.12 | 18 | Noark Electrics (Shanghai) Co., Ltd. | Ex9N-DH-5KS-AU (AS4777-2 2020) | Pylontech | 2026-11-08
2024-06-26 | HBS12980 | Pylontech Pelio-L-5.12 (x19) w/ Noark Electrics (Shanghai) Co., Ltd. Ex9N-DH-5KS-AU (AS4777-2 2020) Eastron SDM120CT-M(40mA) | 92.416 |  |  | Pylontech | Pelio-L-5.12 | 19 | Noark Electrics (Shanghai) Co., Ltd. | Ex9N-DH-5KS-AU (AS4777-2 2020) | Pylontech | 2026-11-08
2024-06-26 | HBS12981 | Pylontech Pelio-L-5.12 (x20) w/ Noark Electrics (Shanghai) Co., Ltd. Ex9N-DH-5KS-AU (AS4777-2 2020) Eastron SDM120CT-M(40mA) | 97.28 |  |  | Pylontech | Pelio-L-5.12 | 20 | Noark Electrics (Shanghai) Co., Ltd. | Ex9N-DH-5KS-AU (AS4777-2 2020) | Pylontech | 2026-11-08
2024-06-26 | HBS12982 | Pylontech Pelio-L-5.12 (x2) w/ Noark Electrics (Shanghai) Co., Ltd. Ex9N-DH-6KS-AU (AS4777-2 2020) Eastron SDM120CT-M(40mA) | 9.728 |  |  | Pylontech | Pelio-L-5.12 | 2 | Noark Electrics (Shanghai) Co., Ltd. | Ex9N-DH-6KS-AU (AS4777-2 2020) | Pylontech | 2026-11-08
2024-06-26 | HBS12983 | Pylontech Pelio-L-5.12 (x3) w/ Noark Electrics (Shanghai) Co., Ltd. Ex9N-DH-6KS-AU (AS4777-2 2020) Eastron SDM120CT-M(40mA) | 14.592 |  |  | Pylontech | Pelio-L-5.12 | 3 | Noark Electrics (Shanghai) Co., Ltd. | Ex9N-DH-6KS-AU (AS4777-2 2020) | Pylontech | 2026-11-08
2024-06-26 | HBS12984 | Pylontech Pelio-L-5.12 (x4) w/ Noark Electrics (Shanghai) Co., Ltd. Ex9N-DH-6KS-AU (AS4777-2 2020) Eastron SDM120CT-M(40mA) | 19.456 |  |  | Pylontech | Pelio-L-5.12 | 4 | Noark Electrics (Shanghai) Co., Ltd. | Ex9N-DH-6KS-AU (AS4777-2 2020) | Pylontech | 2026-11-08
2024-06-26 | HBS12985 | Pylontech Pelio-L-5.12 (x5) w/ Noark Electrics (Shanghai) Co., Ltd. Ex9N-DH-6KS-AU (AS4777-2 2020) Eastron SDM120CT-M(40mA) | 24.32 |  |  | Pylontech | Pelio-L-5.12 | 5 | Noark Electrics (Shanghai) Co., Ltd. | Ex9N-DH-6KS-AU (AS4777-2 2020) | Pylontech | 2026-11-08
2024-06-26 | HBS12986 | Pylontech Pelio-L-5.12 (x6) w/ Noark Electrics (Shanghai) Co., Ltd. Ex9N-DH-6KS-AU (AS4777-2 2020) Eastron SDM120CT-M(40mA) | 29.184 |  |  | Pylontech | Pelio-L-5.12 | 6 | Noark Electrics (Shanghai) Co., Ltd. | Ex9N-DH-6KS-AU (AS4777-2 2020) | Pylontech | 2026-11-08
2024-06-26 | HBS12987 | Pylontech Pelio-L-5.12 (x7) w/ Noark Electrics (Shanghai) Co., Ltd. Ex9N-DH-6KS-AU (AS4777-2 2020) Eastron SDM120CT-M(40mA) | 34.048 |  |  | Pylontech | Pelio-L-5.12 | 7 | Noark Electrics (Shanghai) Co., Ltd. | Ex9N-DH-6KS-AU (AS4777-2 2020) | Pylontech | 2026-11-08
2024-06-26 | HBS12988 | Pylontech Pelio-L-5.12 (x8) w/ Noark Electrics (Shanghai) Co., Ltd. Ex9N-DH-6KS-AU (AS4777-2 2020) Eastron SDM120CT-M(40mA) | 38.912 |  |  | Pylontech | Pelio-L-5.12 | 8 | Noark Electrics (Shanghai) Co., Ltd. | Ex9N-DH-6KS-AU (AS4777-2 2020) | Pylontech | 2026-11-08
2024-06-26 | HBS12989 | Pylontech Pelio-L-5.12 (x9) w/ Noark Electrics (Shanghai) Co., Ltd. Ex9N-DH-6KS-AU (AS4777-2 2020) Eastron SDM120CT-M(40mA) | 43.776 |  |  | Pylontech | Pelio-L-5.12 | 9 | Noark Electrics (Shanghai) Co., Ltd. | Ex9N-DH-6KS-AU (AS4777-2 2020) | Pylontech | 2026-11-08
2024-06-26 | HBS12990 | Pylontech Pelio-L-5.12 (x10) w/ Noark Electrics (Shanghai) Co., Ltd. Ex9N-DH-6KS-AU (AS4777-2 2020) Eastron SDM120CT-M(40mA) | 48.64 |  |  | Pylontech | Pelio-L-5.12 | 10 | Noark Electrics (Shanghai) Co., Ltd. | Ex9N-DH-6KS-AU (AS4777-2 2020) | Pylontech | 2026-11-08
2024-06-26 | HBS12991 | Pylontech Pelio-L-5.12 (x11) w/ Noark Electrics (Shanghai) Co., Ltd. Ex9N-DH-6KS-AU (AS4777-2 2020) Eastron SDM120CT-M(40mA) | 53.504 |  |  | Pylontech | Pelio-L-5.12 | 11 | Noark Electrics (Shanghai) Co., Ltd. | Ex9N-DH-6KS-AU (AS4777-2 2020) | Pylontech | 2026-11-08
2024-06-26 | HBS12992 | Pylontech Pelio-L-5.12 (x12) w/ Noark Electrics (Shanghai) Co., Ltd. Ex9N-DH-6KS-AU (AS4777-2 2020) Eastron SDM120CT-M(40mA) | 58.368 |  |  | Pylontech | Pelio-L-5.12 | 12 | Noark Electrics (Shanghai) Co., Ltd. | Ex9N-DH-6KS-AU (AS4777-2 2020) | Pylontech | 2026-11-08
2024-06-26 | HBS12993 | Pylontech Pelio-L-5.12 (x13) w/ Noark Electrics (Shanghai) Co., Ltd. Ex9N-DH-6KS-AU (AS4777-2 2020) Eastron SDM120CT-M(40mA) | 63.232 |  |  | Pylontech | Pelio-L-5.12 | 13 | Noark Electrics (Shanghai) Co., Ltd. | Ex9N-DH-6KS-AU (AS4777-2 2020) | Pylontech | 2026-11-08
2024-06-26 | HBS12994 | Pylontech Pelio-L-5.12 (x14) w/ Noark Electrics (Shanghai) Co., Ltd. Ex9N-DH-6KS-AU (AS4777-2 2020) Eastron SDM120CT-M(40mA) | 68.096 |  |  | Pylontech | Pelio-L-5.12 | 14 | Noark Electrics (Shanghai) Co., Ltd. | Ex9N-DH-6KS-AU (AS4777-2 2020) | Pylontech | 2026-11-08
2024-06-26 | HBS12995 | Pylontech Pelio-L-5.12 (x15) w/ Noark Electrics (Shanghai) Co., Ltd. Ex9N-DH-6KS-AU (AS4777-2 2020) Eastron SDM120CT-M(40mA) | 72.96 |  |  | Pylontech | Pelio-L-5.12 | 15 | Noark Electrics (Shanghai) Co., Ltd. | Ex9N-DH-6KS-AU (AS4777-2 2020) | Pylontech | 2026-11-08
2024-06-26 | HBS12996 | Pylontech Pelio-L-5.12 (x16) w/ Noark Electrics (Shanghai) Co., Ltd. Ex9N-DH-6KS-AU (AS4777-2 2020) Eastron SDM120CT-M(40mA) | 77.824 |  |  | Pylontech | Pelio-L-5.12 | 16 | Noark Electrics (Shanghai) Co., Ltd. | Ex9N-DH-6KS-AU (AS4777-2 2020) | Pylontech | 2026-11-08
2024-06-26 | HBS12997 | Pylontech Pelio-L-5.12 (x17) w/ Noark Electrics (Shanghai) Co., Ltd. Ex9N-DH-6KS-AU (AS4777-2 2020) Eastron SDM120CT-M(40mA) | 82.688 |  |  | Pylontech | Pelio-L-5.12 | 17 | Noark Electrics (Shanghai) Co., Ltd. | Ex9N-DH-6KS-AU (AS4777-2 2020) | Pylontech | 2026-11-08
2024-06-26 | HBS12998 | Pylontech Pelio-L-5.12 (x18) w/ Noark Electrics (Shanghai) Co., Ltd. Ex9N-DH-6KS-AU (AS4777-2 2020) Eastron SDM120CT-M(40mA) | 87.552 |  |  | Pylontech | Pelio-L-5.12 | 18 | Noark Electrics (Shanghai) Co., Ltd. | Ex9N-DH-6KS-AU (AS4777-2 2020) | Pylontech | 2026-11-08
2024-06-26 | HBS12999 | Pylontech Pelio-L-5.12 (x19) w/ Noark Electrics (Shanghai) Co., Ltd. Ex9N-DH-6KS-AU (AS4777-2 2020) Eastron SDM120CT-M(40mA) | 92.416 |  |  | Pylontech | Pelio-L-5.12 | 19 | Noark Electrics (Shanghai) Co., Ltd. | Ex9N-DH-6KS-AU (AS4777-2 2020) | Pylontech | 2026-11-08
2024-06-26 | HBS13000 | Pylontech Pelio-L-5.12 (x20) w/ Noark Electrics (Shanghai) Co., Ltd. Ex9N-DH-6KS-AU (AS4777-2 2020) Eastron SDM120CT-M(40mA) | 97.28 |  |  | Pylontech | Pelio-L-5.12 | 20 | Noark Electrics (Shanghai) Co., Ltd. | Ex9N-DH-6KS-AU (AS4777-2 2020) | Pylontech | 2026-11-08
2024-06-26 | HBS13001 | Pylontech Pelio-L-5.12 (x2) w/ Noark Electrics (Shanghai) Co., Ltd. Ex9N-DH-8KS-AU (AS4777-2 2020) Eastron SDM120CT-M(40mA) | 9.728 |  |  | Pylontech | Pelio-L-5.12 | 2 | Noark Electrics (Shanghai) Co., Ltd. | Ex9N-DH-8KS-AU (AS4777-2 2020) | Pylontech | 2027-01-16
2024-06-26 | HBS13002 | Pylontech Pelio-L-5.12 (x3) w/ Noark Electrics (Shanghai) Co., Ltd. Ex9N-DH-8KS-AU (AS4777-2 2020) Eastron SDM120CT-M(40mA) | 14.592 |  |  | Pylontech | Pelio-L-5.12 | 3 | Noark Electrics (Shanghai) Co., Ltd. | Ex9N-DH-8KS-AU (AS4777-2 2020) | Pylontech | 2027-01-16
2024-06-26 | HBS13003 | Pylontech Pelio-L-5.12 (x4) w/ Noark Electrics (Shanghai) Co., Ltd. Ex9N-DH-8KS-AU (AS4777-2 2020) Eastron SDM120CT-M(40mA) | 19.456 |  |  | Pylontech | Pelio-L-5.12 | 4 | Noark Electrics (Shanghai) Co., Ltd. | Ex9N-DH-8KS-AU (AS4777-2 2020) | Pylontech | 2027-01-16
2024-06-26 | HBS13004 | Pylontech Pelio-L-5.12 (x5) w/ Noark Electrics (Shanghai) Co., Ltd. Ex9N-DH-8KS-AU (AS4777-2 2020) Eastron SDM120CT-M(40mA) | 24.32 |  |  | Pylontech | Pelio-L-5.12 | 5 | Noark Electrics (Shanghai) Co., Ltd. | Ex9N-DH-8KS-AU (AS4777-2 2020) | Pylontech | 2027-01-16
2024-06-26 | HBS13005 | Pylontech Pelio-L-5.12 (x6) w/ Noark Electrics (Shanghai) Co., Ltd. Ex9N-DH-8KS-AU (AS4777-2 2020) Eastron SDM120CT-M(40mA) | 29.184 |  |  | Pylontech | Pelio-L-5.12 | 6 | Noark Electrics (Shanghai) Co., Ltd. | Ex9N-DH-8KS-AU (AS4777-2 2020) | Pylontech | 2027-01-16
2024-06-26 | HBS13006 | Pylontech Pelio-L-5.12 (x7) w/ Noark Electrics (Shanghai) Co., Ltd. Ex9N-DH-8KS-AU (AS4777-2 2020) Eastron SDM120CT-M(40mA) | 34.048 |  |  | Pylontech | Pelio-L-5.12 | 7 | Noark Electrics (Shanghai) Co., Ltd. | Ex9N-DH-8KS-AU (AS4777-2 2020) | Pylontech | 2027-01-16
2024-06-26 | HBS13007 | Pylontech Pelio-L-5.12 (x8) w/ Noark Electrics (Shanghai) Co., Ltd. Ex9N-DH-8KS-AU (AS4777-2 2020) Eastron SDM120CT-M(40mA) | 38.912 |  |  | Pylontech | Pelio-L-5.12 | 8 | Noark Electrics (Shanghai) Co., Ltd. | Ex9N-DH-8KS-AU (AS4777-2 2020) | Pylontech | 2027-01-16
2024-06-26 | HBS13008 | Pylontech Pelio-L-5.12 (x9) w/ Noark Electrics (Shanghai) Co., Ltd. Ex9N-DH-8KS-AU (AS4777-2 2020) Eastron SDM120CT-M(40mA) | 43.776 |  |  | Pylontech | Pelio-L-5.12 | 9 | Noark Electrics (Shanghai) Co., Ltd. | Ex9N-DH-8KS-AU (AS4777-2 2020) | Pylontech | 2027-01-16
2024-06-26 | HBS13009 | Pylontech Pelio-L-5.12 (x10) w/ Noark Electrics (Shanghai) Co., Ltd. Ex9N-DH-8KS-AU (AS4777-2 2020) Eastron SDM120CT-M(40mA) | 48.64 |  |  | Pylontech | Pelio-L-5.12 | 10 | Noark Electrics (Shanghai) Co., Ltd. | Ex9N-DH-8KS-AU (AS4777-2 2020) | Pylontech | 2027-01-16
2024-06-26 | HBS13010 | Pylontech Pelio-L-5.12 (x11) w/ Noark Electrics (Shanghai) Co., Ltd. Ex9N-DH-8KS-AU (AS4777-2 2020) Eastron SDM120CT-M(40mA) | 53.504 |  |  | Pylontech | Pelio-L-5.12 | 11 | Noark Electrics (Shanghai) Co., Ltd. | Ex9N-DH-8KS-AU (AS4777-2 2020) | Pylontech | 2027-01-16
2024-06-26 | HBS13011 | Pylontech Pelio-L-5.12 (x12) w/ Noark Electrics (Shanghai) Co., Ltd. Ex9N-DH-8KS-AU (AS4777-2 2020) Eastron SDM120CT-M(40mA) | 58.368 |  |  | Pylontech | Pelio-L-5.12 | 12 | Noark Electrics (Shanghai) Co., Ltd. | Ex9N-DH-8KS-AU (AS4777-2 2020) | Pylontech | 2027-01-16
2024-06-26 | HBS13012 | Pylontech Pelio-L-5.12 (x13) w/ Noark Electrics (Shanghai) Co., Ltd. Ex9N-DH-8KS-AU (AS4777-2 2020) Eastron SDM120CT-M(40mA) | 63.232 |  |  | Pylontech | Pelio-L-5.12 | 13 | Noark Electrics (Shanghai) Co., Ltd. | Ex9N-DH-8KS-AU (AS4777-2 2020) | Pylontech | 2027-01-16
2024-06-26 | HBS13013 | Pylontech Pelio-L-5.12 (x14) w/ Noark Electrics (Shanghai) Co., Ltd. Ex9N-DH-8KS-AU (AS4777-2 2020) Eastron SDM120CT-M(40mA) | 68.096 |  |  | Pylontech | Pelio-L-5.12 | 14 | Noark Electrics (Shanghai) Co., Ltd. | Ex9N-DH-8KS-AU (AS4777-2 2020) | Pylontech | 2027-01-16
2024-06-26 | HBS13014 | Pylontech Pelio-L-5.12 (x15) w/ Noark Electrics (Shanghai) Co., Ltd. Ex9N-DH-8KS-AU (AS4777-2 2020) Eastron SDM120CT-M(40mA) | 72.96 |  |  | Pylontech | Pelio-L-5.12 | 15 | Noark Electrics (Shanghai) Co., Ltd. | Ex9N-DH-8KS-AU (AS4777-2 2020) | Pylontech | 2027-01-16
2024-06-26 | HBS13015 | Pylontech Pelio-L-5.12 (x16) w/ Noark Electrics (Shanghai) Co., Ltd. Ex9N-DH-8KS-AU (AS4777-2 2020) Eastron SDM120CT-M(40mA) | 77.824 |  |  | Pylontech | Pelio-L-5.12 | 16 | Noark Electrics (Shanghai) Co., Ltd. | Ex9N-DH-8KS-AU (AS4777-2 2020) | Pylontech | 2027-01-16
2024-06-26 | HBS13016 | Pylontech Pelio-L-5.12 (x17) w/ Noark Electrics (Shanghai) Co., Ltd. Ex9N-DH-8KS-AU (AS4777-2 2020) Eastron SDM120CT-M(40mA) | 82.688 |  |  | Pylontech | Pelio-L-5.12 | 17 | Noark Electrics (Shanghai) Co., Ltd. | Ex9N-DH-8KS-AU (AS4777-2 2020) | Pylontech | 2027-01-16
2024-06-26 | HBS13017 | Pylontech Pelio-L-5.12 (x18) w/ Noark Electrics (Shanghai) Co., Ltd. Ex9N-DH-8KS-AU (AS4777-2 2020) Eastron SDM120CT-M(40mA) | 87.552 |  |  | Pylontech | Pelio-L-5.12 | 18 | Noark Electrics (Shanghai) Co., Ltd. | Ex9N-DH-8KS-AU (AS4777-2 2020) | Pylontech | 2027-01-16
2024-06-26 | HBS13018 | Pylontech Pelio-L-5.12 (x19) w/ Noark Electrics (Shanghai) Co., Ltd. Ex9N-DH-8KS-AU (AS4777-2 2020) Eastron SDM120CT-M(40mA) | 92.416 |  |  | Pylontech | Pelio-L-5.12 | 19 | Noark Electrics (Shanghai) Co., Ltd. | Ex9N-DH-8KS-AU (AS4777-2 2020) | Pylontech | 2027-01-16
2024-06-26 | HBS13019 | Pylontech Pelio-L-5.12 (x20) w/ Noark Electrics (Shanghai) Co., Ltd. Ex9N-DH-8KS-AU (AS4777-2 2020) Eastron SDM120CT-M(40mA) | 97.28 |  |  | Pylontech | Pelio-L-5.12 | 20 | Noark Electrics (Shanghai) Co., Ltd. | Ex9N-DH-8KS-AU (AS4777-2 2020) | Pylontech | 2027-01-16
2024-06-26 | HBS13020 | Pylontech Pelio-L-5.12 (x2) w/ Noark Electrics (Shanghai) Co., Ltd. Ex9N-DH-5KT-AU (AS4777-2 2020) Eastron SDM630 MCT (40mA) Series | 9.728 |  |  | Pylontech | Pelio-L-5.12 | 2 | Noark Electrics (Shanghai) Co., Ltd. | Ex9N-DH-5KT-AU (AS4777-2 2020) | Pylontech | 2027-01-16
2024-06-26 | HBS13021 | Pylontech Pelio-L-5.12 (x3) w/ Noark Electrics (Shanghai) Co., Ltd. Ex9N-DH-5KT-AU (AS4777-2 2020) Eastron SDM630 MCT (40mA) Series | 14.592 |  |  | Pylontech | Pelio-L-5.12 | 3 | Noark Electrics (Shanghai) Co., Ltd. | Ex9N-DH-5KT-AU (AS4777-2 2020) | Pylontech | 2027-01-16
2024-06-26 | HBS13022 | Pylontech Pelio-L-5.12 (x4) w/ Noark Electrics (Shanghai) Co., Ltd. Ex9N-DH-5KT-AU (AS4777-2 2020) Eastron SDM630 MCT (40mA) Series | 19.456 |  |  | Pylontech | Pelio-L-5.12 | 4 | Noark Electrics (Shanghai) Co., Ltd. | Ex9N-DH-5KT-AU (AS4777-2 2020) | Pylontech | 2027-01-16
2024-06-26 | HBS13023 | Pylontech Pelio-L-5.12 (x5) w/ Noark Electrics (Shanghai) Co., Ltd. Ex9N-DH-5KT-AU (AS4777-2 2020) Eastron SDM630 MCT (40mA) Series | 24.32 |  |  | Pylontech | Pelio-L-5.12 | 5 | Noark Electrics (Shanghai) Co., Ltd. | Ex9N-DH-5KT-AU (AS4777-2 2020) | Pylontech | 2027-01-16
2024-06-26 | HBS13024 | Pylontech Pelio-L-5.12 (x6) w/ Noark Electrics (Shanghai) Co., Ltd. Ex9N-DH-5KT-AU (AS4777-2 2020) Eastron SDM630 MCT (40mA) Series | 29.184 |  |  | Pylontech | Pelio-L-5.12 | 6 | Noark Electrics (Shanghai) Co., Ltd. | Ex9N-DH-5KT-AU (AS4777-2 2020) | Pylontech | 2027-01-16
2024-06-26 | HBS13025 | Pylontech Pelio-L-5.12 (x7) w/ Noark Electrics (Shanghai) Co., Ltd. Ex9N-DH-5KT-AU (AS4777-2 2020) Eastron SDM630 MCT (40mA) Series | 34.048 |  |  | Pylontech | Pelio-L-5.12 | 7 | Noark Electrics (Shanghai) Co., Ltd. | Ex9N-DH-5KT-AU (AS4777-2 2020) | Pylontech | 2027-01-16
2024-06-26 | HBS13026 | Pylontech Pelio-L-5.12 (x8) w/ Noark Electrics (Shanghai) Co., Ltd. Ex9N-DH-5KT-AU (AS4777-2 2020) Eastron SDM630 MCT (40mA) Series | 38.912 |  |  | Pylontech | Pelio-L-5.12 | 8 | Noark Electrics (Shanghai) Co., Ltd. | Ex9N-DH-5KT-AU (AS4777-2 2020) | Pylontech | 2027-01-16
2024-06-26 | HBS13027 | Pylontech Pelio-L-5.12 (x9) w/ Noark Electrics (Shanghai) Co., Ltd. Ex9N-DH-5KT-AU (AS4777-2 2020) Eastron SDM630 MCT (40mA) Series | 43.776 |  |  | Pylontech | Pelio-L-5.12 | 9 | Noark Electrics (Shanghai) Co., Ltd. | Ex9N-DH-5KT-AU (AS4777-2 2020) | Pylontech | 2027-01-16
2024-06-26 | HBS13028 | Pylontech Pelio-L-5.12 (x10) w/ Noark Electrics (Shanghai) Co., Ltd. Ex9N-DH-5KT-AU (AS4777-2 2020) Eastron SDM630 MCT (40mA) Series | 48.64 |  |  | Pylontech | Pelio-L-5.12 | 10 | Noark Electrics (Shanghai) Co., Ltd. | Ex9N-DH-5KT-AU (AS4777-2 2020) | Pylontech | 2027-01-16
2024-06-26 | HBS13029 | Pylontech Pelio-L-5.12 (x11) w/ Noark Electrics (Shanghai) Co., Ltd. Ex9N-DH-5KT-AU (AS4777-2 2020) Eastron SDM630 MCT (40mA) Series | 53.504 |  |  | Pylontech | Pelio-L-5.12 | 11 | Noark Electrics (Shanghai) Co., Ltd. | Ex9N-DH-5KT-AU (AS4777-2 2020) | Pylontech | 2027-01-16
2024-06-26 | HBS13030 | Pylontech Pelio-L-5.12 (x12) w/ Noark Electrics (Shanghai) Co., Ltd. Ex9N-DH-5KT-AU (AS4777-2 2020) Eastron SDM630 MCT (40mA) Series | 58.368 |  |  | Pylontech | Pelio-L-5.12 | 12 | Noark Electrics (Shanghai) Co., Ltd. | Ex9N-DH-5KT-AU (AS4777-2 2020) | Pylontech | 2027-01-16
2024-06-26 | HBS13031 | Pylontech Pelio-L-5.12 (x13) w/ Noark Electrics (Shanghai) Co., Ltd. Ex9N-DH-5KT-AU (AS4777-2 2020) Eastron SDM630 MCT (40mA) Series | 63.232 |  |  | Pylontech | Pelio-L-5.12 | 13 | Noark Electrics (Shanghai) Co., Ltd. | Ex9N-DH-5KT-AU (AS4777-2 2020) | Pylontech | 2027-01-16
2024-06-26 | HBS13032 | Pylontech Pelio-L-5.12 (x14) w/ Noark Electrics (Shanghai) Co., Ltd. Ex9N-DH-5KT-AU (AS4777-2 2020) Eastron SDM630 MCT (40mA) Series | 68.096 |  |  | Pylontech | Pelio-L-5.12 | 14 | Noark Electrics (Shanghai) Co., Ltd. | Ex9N-DH-5KT-AU (AS4777-2 2020) | Pylontech | 2027-01-16
2024-06-26 | HBS13033 | Pylontech Pelio-L-5.12 (x15) w/ Noark Electrics (Shanghai) Co., Ltd. Ex9N-DH-5KT-AU (AS4777-2 2020) Eastron SDM630 MCT (40mA) Series | 72.96 |  |  | Pylontech | Pelio-L-5.12 | 15 | Noark Electrics (Shanghai) Co., Ltd. | Ex9N-DH-5KT-AU (AS4777-2 2020) | Pylontech | 2027-01-16
2024-06-26 | HBS13034 | Pylontech Pelio-L-5.12 (x16) w/ Noark Electrics (Shanghai) Co., Ltd. Ex9N-DH-5KT-AU (AS4777-2 2020) Eastron SDM630 MCT (40mA) Series | 77.824 |  |  | Pylontech | Pelio-L-5.12 | 16 | Noark Electrics (Shanghai) Co., Ltd. | Ex9N-DH-5KT-AU (AS4777-2 2020) | Pylontech | 2027-01-16
2024-06-26 | HBS13035 | Pylontech Pelio-L-5.12 (x17) w/ Noark Electrics (Shanghai) Co., Ltd. Ex9N-DH-5KT-AU (AS4777-2 2020) Eastron SDM630 MCT (40mA) Series | 82.688 |  |  | Pylontech | Pelio-L-5.12 | 17 | Noark Electrics (Shanghai) Co., Ltd. | Ex9N-DH-5KT-AU (AS4777-2 2020) | Pylontech | 2027-01-16
2024-06-26 | HBS13036 | Pylontech Pelio-L-5.12 (x18) w/ Noark Electrics (Shanghai) Co., Ltd. Ex9N-DH-5KT-AU (AS4777-2 2020) Eastron SDM630 MCT (40mA) Series | 87.552 |  |  | Pylontech | Pelio-L-5.12 | 18 | Noark Electrics (Shanghai) Co., Ltd. | Ex9N-DH-5KT-AU (AS4777-2 2020) | Pylontech | 2027-01-16
2024-06-26 | HBS13037 | Pylontech Pelio-L-5.12 (x19) w/ Noark Electrics (Shanghai) Co., Ltd. Ex9N-DH-5KT-AU (AS4777-2 2020) Eastron SDM630 MCT (40mA) Series | 92.416 |  |  | Pylontech | Pelio-L-5.12 | 19 | Noark Electrics (Shanghai) Co., Ltd. | Ex9N-DH-5KT-AU (AS4777-2 2020) | Pylontech | 2027-01-16
2024-06-26 | HBS13038 | Pylontech Pelio-L-5.12 (x20) w/ Noark Electrics (Shanghai) Co., Ltd. Ex9N-DH-5KT-AU (AS4777-2 2020) Eastron SDM630 MCT (40mA) Series | 97.28 |  |  | Pylontech | Pelio-L-5.12 | 20 | Noark Electrics (Shanghai) Co., Ltd. | Ex9N-DH-5KT-AU (AS4777-2 2020) | Pylontech | 2027-01-16
2024-06-26 | HBS13039 | Pylontech Pelio-L-5.12 (x2) w/ Noark Electrics (Shanghai) Co., Ltd. Ex9N-DH-6KT-AU (AS4777-2 2020) Eastron SDM630 MCT (40mA) Series | 9.728 |  |  | Pylontech | Pelio-L-5.12 | 2 | Noark Electrics (Shanghai) Co., Ltd. | Ex9N-DH-6KT-AU (AS4777-2 2020) | Pylontech | 2027-01-16
2024-06-26 | HBS13040 | Pylontech Pelio-L-5.12 (x3) w/ Noark Electrics (Shanghai) Co., Ltd. Ex9N-DH-6KT-AU (AS4777-2 2020) Eastron SDM630 MCT (40mA) Series | 14.592 |  |  | Pylontech | Pelio-L-5.12 | 3 | Noark Electrics (Shanghai) Co., Ltd. | Ex9N-DH-6KT-AU (AS4777-2 2020) | Pylontech | 2027-01-16
2024-06-26 | HBS13041 | Pylontech Pelio-L-5.12 (x4) w/ Noark Electrics (Shanghai) Co., Ltd. Ex9N-DH-6KT-AU (AS4777-2 2020) Eastron SDM630 MCT (40mA) Series | 19.456 |  |  | Pylontech | Pelio-L-5.12 | 4 | Noark Electrics (Shanghai) Co., Ltd. | Ex9N-DH-6KT-AU (AS4777-2 2020) | Pylontech | 2027-01-16
2024-06-26 | HBS13042 | Pylontech Pelio-L-5.12 (x5) w/ Noark Electrics (Shanghai) Co., Ltd. Ex9N-DH-6KT-AU (AS4777-2 2020) Eastron SDM630 MCT (40mA) Series | 24.32 |  |  | Pylontech | Pelio-L-5.12 | 5 | Noark Electrics (Shanghai) Co., Ltd. | Ex9N-DH-6KT-AU (AS4777-2 2020) | Pylontech | 2027-01-16
2024-06-26 | HBS13043 | Pylontech Pelio-L-5.12 (x6) w/ Noark Electrics (Shanghai) Co., Ltd. Ex9N-DH-6KT-AU (AS4777-2 2020) Eastron SDM630 MCT (40mA) Series | 29.184 |  |  | Pylontech | Pelio-L-5.12 | 6 | Noark Electrics (Shanghai) Co., Ltd. | Ex9N-DH-6KT-AU (AS4777-2 2020) | Pylontech | 2027-01-16
2024-06-26 | HBS13044 | Pylontech Pelio-L-5.12 (x7) w/ Noark Electrics (Shanghai) Co., Ltd. Ex9N-DH-6KT-AU (AS4777-2 2020) Eastron SDM630 MCT (40mA) Series | 34.048 |  |  | Pylontech | Pelio-L-5.12 | 7 | Noark Electrics (Shanghai) Co., Ltd. | Ex9N-DH-6KT-AU (AS4777-2 2020) | Pylontech | 2027-01-16
2024-06-26 | HBS13045 | Pylontech Pelio-L-5.12 (x8) w/ Noark Electrics (Shanghai) Co., Ltd. Ex9N-DH-6KT-AU (AS4777-2 2020) Eastron SDM630 MCT (40mA) Series | 38.912 |  |  | Pylontech | Pelio-L-5.12 | 8 | Noark Electrics (Shanghai) Co., Ltd. | Ex9N-DH-6KT-AU (AS4777-2 2020) | Pylontech | 2027-01-16
2024-06-26 | HBS13046 | Pylontech Pelio-L-5.12 (x9) w/ Noark Electrics (Shanghai) Co., Ltd. Ex9N-DH-6KT-AU (AS4777-2 2020) Eastron SDM630 MCT (40mA) Series | 43.776 |  |  | Pylontech | Pelio-L-5.12 | 9 | Noark Electrics (Shanghai) Co., Ltd. | Ex9N-DH-6KT-AU (AS4777-2 2020) | Pylontech | 2027-01-16
2024-06-26 | HBS13047 | Pylontech Pelio-L-5.12 (x10) w/ Noark Electrics (Shanghai) Co., Ltd. Ex9N-DH-6KT-AU (AS4777-2 2020) Eastron SDM630 MCT (40mA) Series | 48.64 |  |  | Pylontech | Pelio-L-5.12 | 10 | Noark Electrics (Shanghai) Co., Ltd. | Ex9N-DH-6KT-AU (AS4777-2 2020) | Pylontech | 2027-01-16
2024-06-26 | HBS13048 | Pylontech Pelio-L-5.12 (x11) w/ Noark Electrics (Shanghai) Co., Ltd. Ex9N-DH-6KT-AU (AS4777-2 2020) Eastron SDM630 MCT (40mA) Series | 53.504 |  |  | Pylontech | Pelio-L-5.12 | 11 | Noark Electrics (Shanghai) Co., Ltd. | Ex9N-DH-6KT-AU (AS4777-2 2020) | Pylontech | 2027-01-16
2024-06-26 | HBS13049 | Pylontech Pelio-L-5.12 (x12) w/ Noark Electrics (Shanghai) Co., Ltd. Ex9N-DH-6KT-AU (AS4777-2 2020) Eastron SDM630 MCT (40mA) Series | 58.368 |  |  | Pylontech | Pelio-L-5.12 | 12 | Noark Electrics (Shanghai) Co., Ltd. | Ex9N-DH-6KT-AU (AS4777-2 2020) | Pylontech | 2027-01-16
2024-06-26 | HBS13050 | Pylontech Pelio-L-5.12 (x13) w/ Noark Electrics (Shanghai) Co., Ltd. Ex9N-DH-6KT-AU (AS4777-2 2020) Eastron SDM630 MCT (40mA) Series | 63.232 |  |  | Pylontech | Pelio-L-5.12 | 13 | Noark Electrics (Shanghai) Co., Ltd. | Ex9N-DH-6KT-AU (AS4777-2 2020) | Pylontech | 2027-01-16
2024-06-26 | HBS13051 | Pylontech Pelio-L-5.12 (x14) w/ Noark Electrics (Shanghai) Co., Ltd. Ex9N-DH-6KT-AU (AS4777-2 2020) Eastron SDM630 MCT (40mA) Series | 68.096 |  |  | Pylontech | Pelio-L-5.12 | 14 | Noark Electrics (Shanghai) Co., Ltd. | Ex9N-DH-6KT-AU (AS4777-2 2020) | Pylontech | 2027-01-16
2024-06-26 | HBS13052 | Pylontech Pelio-L-5.12 (x15) w/ Noark Electrics (Shanghai) Co., Ltd. Ex9N-DH-6KT-AU (AS4777-2 2020) Eastron SDM630 MCT (40mA) Series | 72.96 |  |  | Pylontech | Pelio-L-5.12 | 15 | Noark Electrics (Shanghai) Co., Ltd. | Ex9N-DH-6KT-AU (AS4777-2 2020) | Pylontech | 2027-01-16
2024-06-26 | HBS13053 | Pylontech Pelio-L-5.12 (x16) w/ Noark Electrics (Shanghai) Co., Ltd. Ex9N-DH-6KT-AU (AS4777-2 2020) Eastron SDM630 MCT (40mA) Series | 77.824 |  |  | Pylontech | Pelio-L-5.12 | 16 | Noark Electrics (Shanghai) Co., Ltd. | Ex9N-DH-6KT-AU (AS4777-2 2020) | Pylontech | 2027-01-16
2024-06-26 | HBS13054 | Pylontech Pelio-L-5.12 (x17) w/ Noark Electrics (Shanghai) Co., Ltd. Ex9N-DH-6KT-AU (AS4777-2 2020) Eastron SDM630 MCT (40mA) Series | 82.688 |  |  | Pylontech | Pelio-L-5.12 | 17 | Noark Electrics (Shanghai) Co., Ltd. | Ex9N-DH-6KT-AU (AS4777-2 2020) | Pylontech | 2027-01-16
2024-06-26 | HBS13055 | Pylontech Pelio-L-5.12 (x18) w/ Noark Electrics (Shanghai) Co., Ltd. Ex9N-DH-6KT-AU (AS4777-2 2020) Eastron SDM630 MCT (40mA) Series | 87.552 |  |  | Pylontech | Pelio-L-5.12 | 18 | Noark Electrics (Shanghai) Co., Ltd. | Ex9N-DH-6KT-AU (AS4777-2 2020) | Pylontech | 2027-01-16
2024-06-26 | HBS13056 | Pylontech Pelio-L-5.12 (x19) w/ Noark Electrics (Shanghai) Co., Ltd. Ex9N-DH-6KT-AU (AS4777-2 2020) Eastron SDM630 MCT (40mA) Series | 92.416 |  |  | Pylontech | Pelio-L-5.12 | 19 | Noark Electrics (Shanghai) Co., Ltd. | Ex9N-DH-6KT-AU (AS4777-2 2020) | Pylontech | 2027-01-16
2024-06-26 | HBS13057 | Pylontech Pelio-L-5.12 (x20) w/ Noark Electrics (Shanghai) Co., Ltd. Ex9N-DH-6KT-AU (AS4777-2 2020) Eastron SDM630 MCT (40mA) Series | 97.28 |  |  | Pylontech | Pelio-L-5.12 | 20 | Noark Electrics (Shanghai) Co., Ltd. | Ex9N-DH-6KT-AU (AS4777-2 2020) | Pylontech | 2027-01-16
2024-06-26 | HBS13058 | Pylontech Pelio-L-5.12 (x2) w/ Noark Electrics (Shanghai) Co., Ltd. Ex9N-DH-8KT-AU (AS4777-2 2020) Eastron SDM630 MCT (40mA) Series | 9.728 |  |  | Pylontech | Pelio-L-5.12 | 2 | Noark Electrics (Shanghai) Co., Ltd. | Ex9N-DH-8KT-AU (AS4777-2 2020) | Pylontech | 2027-01-16
2024-06-26 | HBS13059 | Pylontech Pelio-L-5.12 (x3) w/ Noark Electrics (Shanghai) Co., Ltd. Ex9N-DH-8KT-AU (AS4777-2 2020) Eastron SDM630 MCT (40mA) Series | 14.592 |  |  | Pylontech | Pelio-L-5.12 | 3 | Noark Electrics (Shanghai) Co., Ltd. | Ex9N-DH-8KT-AU (AS4777-2 2020) | Pylontech | 2027-01-16
2024-06-26 | HBS13060 | Pylontech Pelio-L-5.12 (x4) w/ Noark Electrics (Shanghai) Co., Ltd. Ex9N-DH-8KT-AU (AS4777-2 2020) Eastron SDM630 MCT (40mA) Series | 19.456 |  |  | Pylontech | Pelio-L-5.12 | 4 | Noark Electrics (Shanghai) Co., Ltd. | Ex9N-DH-8KT-AU (AS4777-2 2020) | Pylontech | 2027-01-16
2024-06-26 | HBS13061 | Pylontech Pelio-L-5.12 (x5) w/ Noark Electrics (Shanghai) Co., Ltd. Ex9N-DH-8KT-AU (AS4777-2 2020) Eastron SDM630 MCT (40mA) Series | 24.32 |  |  | Pylontech | Pelio-L-5.12 | 5 | Noark Electrics (Shanghai) Co., Ltd. | Ex9N-DH-8KT-AU (AS4777-2 2020) | Pylontech | 2027-01-16
2024-06-26 | HBS13062 | Pylontech Pelio-L-5.12 (x6) w/ Noark Electrics (Shanghai) Co., Ltd. Ex9N-DH-8KT-AU (AS4777-2 2020) Eastron SDM630 MCT (40mA) Series | 29.184 |  |  | Pylontech | Pelio-L-5.12 | 6 | Noark Electrics (Shanghai) Co., Ltd. | Ex9N-DH-8KT-AU (AS4777-2 2020) | Pylontech | 2027-01-16
2024-06-26 | HBS13063 | Pylontech Pelio-L-5.12 (x7) w/ Noark Electrics (Shanghai) Co., Ltd. Ex9N-DH-8KT-AU (AS4777-2 2020) Eastron SDM630 MCT (40mA) Series | 34.048 |  |  | Pylontech | Pelio-L-5.12 | 7 | Noark Electrics (Shanghai) Co., Ltd. | Ex9N-DH-8KT-AU (AS4777-2 2020) | Pylontech | 2027-01-16
2024-06-26 | HBS13064 | Pylontech Pelio-L-5.12 (x8) w/ Noark Electrics (Shanghai) Co., Ltd. Ex9N-DH-8KT-AU (AS4777-2 2020) Eastron SDM630 MCT (40mA) Series | 38.912 |  |  | Pylontech | Pelio-L-5.12 | 8 | Noark Electrics (Shanghai) Co., Ltd. | Ex9N-DH-8KT-AU (AS4777-2 2020) | Pylontech | 2027-01-16
2024-06-26 | HBS13065 | Pylontech Pelio-L-5.12 (x9) w/ Noark Electrics (Shanghai) Co., Ltd. Ex9N-DH-8KT-AU (AS4777-2 2020) Eastron SDM630 MCT (40mA) Series | 43.776 |  |  | Pylontech | Pelio-L-5.12 | 9 | Noark Electrics (Shanghai) Co., Ltd. | Ex9N-DH-8KT-AU (AS4777-2 2020) | Pylontech | 2027-01-16
2024-06-26 | HBS13066 | Pylontech Pelio-L-5.12 (x10) w/ Noark Electrics (Shanghai) Co., Ltd. Ex9N-DH-8KT-AU (AS4777-2 2020) Eastron SDM630 MCT (40mA) Series | 48.64 |  |  | Pylontech | Pelio-L-5.12 | 10 | Noark Electrics (Shanghai) Co., Ltd. | Ex9N-DH-8KT-AU (AS4777-2 2020) | Pylontech | 2027-01-16
2024-06-26 | HBS13067 | Pylontech Pelio-L-5.12 (x11) w/ Noark Electrics (Shanghai) Co., Ltd. Ex9N-DH-8KT-AU (AS4777-2 2020) Eastron SDM630 MCT (40mA) Series | 53.504 |  |  | Pylontech | Pelio-L-5.12 | 11 | Noark Electrics (Shanghai) Co., Ltd. | Ex9N-DH-8KT-AU (AS4777-2 2020) | Pylontech | 2027-01-16
2024-06-26 | HBS13068 | Pylontech Pelio-L-5.12 (x12) w/ Noark Electrics (Shanghai) Co., Ltd. Ex9N-DH-8KT-AU (AS4777-2 2020) Eastron SDM630 MCT (40mA) Series | 58.368 |  |  | Pylontech | Pelio-L-5.12 | 12 | Noark Electrics (Shanghai) Co., Ltd. | Ex9N-DH-8KT-AU (AS4777-2 2020) | Pylontech | 2027-01-16
2024-06-26 | HBS13069 | Pylontech Pelio-L-5.12 (x13) w/ Noark Electrics (Shanghai) Co., Ltd. Ex9N-DH-8KT-AU (AS4777-2 2020) Eastron SDM630 MCT (40mA) Series | 63.232 |  |  | Pylontech | Pelio-L-5.12 | 13 | Noark Electrics (Shanghai) Co., Ltd. | Ex9N-DH-8KT-AU (AS4777-2 2020) | Pylontech | 2027-01-16
2024-06-26 | HBS13070 | Pylontech Pelio-L-5.12 (x14) w/ Noark Electrics (Shanghai) Co., Ltd. Ex9N-DH-8KT-AU (AS4777-2 2020) Eastron SDM630 MCT (40mA) Series | 68.096 |  |  | Pylontech | Pelio-L-5.12 | 14 | Noark Electrics (Shanghai) Co., Ltd. | Ex9N-DH-8KT-AU (AS4777-2 2020) | Pylontech | 2027-01-16
2024-06-26 | HBS13071 | Pylontech Pelio-L-5.12 (x15) w/ Noark Electrics (Shanghai) Co., Ltd. Ex9N-DH-8KT-AU (AS4777-2 2020) Eastron SDM630 MCT (40mA) Series | 72.96 |  |  | Pylontech | Pelio-L-5.12 | 15 | Noark Electrics (Shanghai) Co., Ltd. | Ex9N-DH-8KT-AU (AS4777-2 2020) | Pylontech | 2027-01-16
2024-06-26 | HBS13072 | Pylontech Pelio-L-5.12 (x16) w/ Noark Electrics (Shanghai) Co., Ltd. Ex9N-DH-8KT-AU (AS4777-2 2020) Eastron SDM630 MCT (40mA) Series | 77.824 |  |  | Pylontech | Pelio-L-5.12 | 16 | Noark Electrics (Shanghai) Co., Ltd. | Ex9N-DH-8KT-AU (AS4777-2 2020) | Pylontech | 2027-01-16
2024-06-26 | HBS13073 | Pylontech Pelio-L-5.12 (x17) w/ Noark Electrics (Shanghai) Co., Ltd. Ex9N-DH-8KT-AU (AS4777-2 2020) Eastron SDM630 MCT (40mA) Series | 82.688 |  |  | Pylontech | Pelio-L-5.12 | 17 | Noark Electrics (Shanghai) Co., Ltd. | Ex9N-DH-8KT-AU (AS4777-2 2020) | Pylontech | 2027-01-16
2024-06-26 | HBS13074 | Pylontech Pelio-L-5.12 (x18) w/ Noark Electrics (Shanghai) Co., Ltd. Ex9N-DH-8KT-AU (AS4777-2 2020) Eastron SDM630 MCT (40mA) Series | 87.552 |  |  | Pylontech | Pelio-L-5.12 | 18 | Noark Electrics (Shanghai) Co., Ltd. | Ex9N-DH-8KT-AU (AS4777-2 2020) | Pylontech | 2027-01-16
2024-06-26 | HBS13075 | Pylontech Pelio-L-5.12 (x19) w/ Noark Electrics (Shanghai) Co., Ltd. Ex9N-DH-8KT-AU (AS4777-2 2020) Eastron SDM630 MCT (40mA) Series | 92.416 |  |  | Pylontech | Pelio-L-5.12 | 19 | Noark Electrics (Shanghai) Co., Ltd. | Ex9N-DH-8KT-AU (AS4777-2 2020) | Pylontech | 2027-01-16
2024-06-26 | HBS13076 | Pylontech Pelio-L-5.12 (x20) w/ Noark Electrics (Shanghai) Co., Ltd. Ex9N-DH-8KT-AU (AS4777-2 2020) Eastron SDM630 MCT (40mA) Series | 97.28 |  |  | Pylontech | Pelio-L-5.12 | 20 | Noark Electrics (Shanghai) Co., Ltd. | Ex9N-DH-8KT-AU (AS4777-2 2020) | Pylontech | 2027-01-16
2024-06-26 | HBS13077 | Pylontech Pelio-L-5.12 (x2) w/ Noark Electrics (Shanghai) Co., Ltd. Ex9N-DH-10KT-AU (AS4777-2 2020) Eastron SDM630 MCT (40mA) Series | 9.728 |  |  | Pylontech | Pelio-L-5.12 | 2 | Noark Electrics (Shanghai) Co., Ltd. | Ex9N-DH-10KT-AU (AS4777-2 2020) | Pylontech | 2027-01-16
2024-06-26 | HBS13078 | Pylontech Pelio-L-5.12 (x3) w/ Noark Electrics (Shanghai) Co., Ltd. Ex9N-DH-10KT-AU (AS4777-2 2020) Eastron SDM630 MCT (40mA) Series | 14.592 |  |  | Pylontech | Pelio-L-5.12 | 3 | Noark Electrics (Shanghai) Co., Ltd. | Ex9N-DH-10KT-AU (AS4777-2 2020) | Pylontech | 2027-01-16
2024-06-26 | HBS13079 | Pylontech Pelio-L-5.12 (x4) w/ Noark Electrics (Shanghai) Co., Ltd. Ex9N-DH-10KT-AU (AS4777-2 2020) Eastron SDM630 MCT (40mA) Series | 19.456 |  |  | Pylontech | Pelio-L-5.12 | 4 | Noark Electrics (Shanghai) Co., Ltd. | Ex9N-DH-10KT-AU (AS4777-2 2020) | Pylontech | 2027-01-16
2024-06-26 | HBS13080 | Pylontech Pelio-L-5.12 (x5) w/ Noark Electrics (Shanghai) Co., Ltd. Ex9N-DH-10KT-AU (AS4777-2 2020) Eastron SDM630 MCT (40mA) Series | 24.32 |  |  | Pylontech | Pelio-L-5.12 | 5 | Noark Electrics (Shanghai) Co., Ltd. | Ex9N-DH-10KT-AU (AS4777-2 2020) | Pylontech | 2027-01-16
2024-06-26 | HBS13081 | Pylontech Pelio-L-5.12 (x6) w/ Noark Electrics (Shanghai) Co., Ltd. Ex9N-DH-10KT-AU (AS4777-2 2020) Eastron SDM630 MCT (40mA) Series | 29.184 |  |  | Pylontech | Pelio-L-5.12 | 6 | Noark Electrics (Shanghai) Co., Ltd. | Ex9N-DH-10KT-AU (AS4777-2 2020) | Pylontech | 2027-01-16
2024-06-26 | HBS13082 | Pylontech Pelio-L-5.12 (x7) w/ Noark Electrics (Shanghai) Co., Ltd. Ex9N-DH-10KT-AU (AS4777-2 2020) Eastron SDM630 MCT (40mA) Series | 34.048 |  |  | Pylontech | Pelio-L-5.12 | 7 | Noark Electrics (Shanghai) Co., Ltd. | Ex9N-DH-10KT-AU (AS4777-2 2020) | Pylontech | 2027-01-16
2024-06-26 | HBS13083 | Pylontech Pelio-L-5.12 (x8) w/ Noark Electrics (Shanghai) Co., Ltd. Ex9N-DH-10KT-AU (AS4777-2 2020) Eastron SDM630 MCT (40mA) Series | 38.912 |  |  | Pylontech | Pelio-L-5.12 | 8 | Noark Electrics (Shanghai) Co., Ltd. | Ex9N-DH-10KT-AU (AS4777-2 2020) | Pylontech | 2027-01-16
2024-06-26 | HBS13084 | Pylontech Pelio-L-5.12 (x9) w/ Noark Electrics (Shanghai) Co., Ltd. Ex9N-DH-10KT-AU (AS4777-2 2020) Eastron SDM630 MCT (40mA) Series | 43.776 |  |  | Pylontech | Pelio-L-5.12 | 9 | Noark Electrics (Shanghai) Co., Ltd. | Ex9N-DH-10KT-AU (AS4777-2 2020) | Pylontech | 2027-01-16
2024-06-26 | HBS13085 | Pylontech Pelio-L-5.12 (x10) w/ Noark Electrics (Shanghai) Co., Ltd. Ex9N-DH-10KT-AU (AS4777-2 2020) Eastron SDM630 MCT (40mA) Series | 48.64 |  |  | Pylontech | Pelio-L-5.12 | 10 | Noark Electrics (Shanghai) Co., Ltd. | Ex9N-DH-10KT-AU (AS4777-2 2020) | Pylontech | 2027-01-16
2024-06-26 | HBS13086 | Pylontech Pelio-L-5.12 (x11) w/ Noark Electrics (Shanghai) Co., Ltd. Ex9N-DH-10KT-AU (AS4777-2 2020) Eastron SDM630 MCT (40mA) Series | 53.504 |  |  | Pylontech | Pelio-L-5.12 | 11 | Noark Electrics (Shanghai) Co., Ltd. | Ex9N-DH-10KT-AU (AS4777-2 2020) | Pylontech | 2027-01-16
2024-06-26 | HBS13087 | Pylontech Pelio-L-5.12 (x12) w/ Noark Electrics (Shanghai) Co., Ltd. Ex9N-DH-10KT-AU (AS4777-2 2020) Eastron SDM630 MCT (40mA) Series | 58.368 |  |  | Pylontech | Pelio-L-5.12 | 12 | Noark Electrics (Shanghai) Co., Ltd. | Ex9N-DH-10KT-AU (AS4777-2 2020) | Pylontech | 2027-01-16
2024-06-26 | HBS13088 | Pylontech Pelio-L-5.12 (x13) w/ Noark Electrics (Shanghai) Co., Ltd. Ex9N-DH-10KT-AU (AS4777-2 2020) Eastron SDM630 MCT (40mA) Series | 63.232 |  |  | Pylontech | Pelio-L-5.12 | 13 | Noark Electrics (Shanghai) Co., Ltd. | Ex9N-DH-10KT-AU (AS4777-2 2020) | Pylontech | 2027-01-16
2024-06-26 | HBS13089 | Pylontech Pelio-L-5.12 (x14) w/ Noark Electrics (Shanghai) Co., Ltd. Ex9N-DH-10KT-AU (AS4777-2 2020) Eastron SDM630 MCT (40mA) Series | 68.096 |  |  | Pylontech | Pelio-L-5.12 | 14 | Noark Electrics (Shanghai) Co., Ltd. | Ex9N-DH-10KT-AU (AS4777-2 2020) | Pylontech | 2027-01-16
2024-06-26 | HBS13090 | Pylontech Pelio-L-5.12 (x15) w/ Noark Electrics (Shanghai) Co., Ltd. Ex9N-DH-10KT-AU (AS4777-2 2020) Eastron SDM630 MCT (40mA) Series | 72.96 |  |  | Pylontech | Pelio-L-5.12 | 15 | Noark Electrics (Shanghai) Co., Ltd. | Ex9N-DH-10KT-AU (AS4777-2 2020) | Pylontech | 2027-01-16
2024-06-26 | HBS13091 | Pylontech Pelio-L-5.12 (x16) w/ Noark Electrics (Shanghai) Co., Ltd. Ex9N-DH-10KT-AU (AS4777-2 2020) Eastron SDM630 MCT (40mA) Series | 77.824 |  |  | Pylontech | Pelio-L-5.12 | 16 | Noark Electrics (Shanghai) Co., Ltd. | Ex9N-DH-10KT-AU (AS4777-2 2020) | Pylontech | 2027-01-16
2024-06-26 | HBS13092 | Pylontech Pelio-L-5.12 (x17) w/ Noark Electrics (Shanghai) Co., Ltd. Ex9N-DH-10KT-AU (AS4777-2 2020) Eastron SDM630 MCT (40mA) Series | 82.688 |  |  | Pylontech | Pelio-L-5.12 | 17 | Noark Electrics (Shanghai) Co., Ltd. | Ex9N-DH-10KT-AU (AS4777-2 2020) | Pylontech | 2027-01-16
2024-06-26 | HBS13093 | Pylontech Pelio-L-5.12 (x18) w/ Noark Electrics (Shanghai) Co., Ltd. Ex9N-DH-10KT-AU (AS4777-2 2020) Eastron SDM630 MCT (40mA) Series | 87.552 |  |  | Pylontech | Pelio-L-5.12 | 18 | Noark Electrics (Shanghai) Co., Ltd. | Ex9N-DH-10KT-AU (AS4777-2 2020) | Pylontech | 2027-01-16
2024-06-26 | HBS13094 | Pylontech Pelio-L-5.12 (x19) w/ Noark Electrics (Shanghai) Co., Ltd. Ex9N-DH-10KT-AU (AS4777-2 2020) Eastron SDM630 MCT (40mA) Series | 92.416 |  |  | Pylontech | Pelio-L-5.12 | 19 | Noark Electrics (Shanghai) Co., Ltd. | Ex9N-DH-10KT-AU (AS4777-2 2020) | Pylontech | 2027-01-16
2024-06-26 | HBS13095 | Pylontech Pelio-L-5.12 (x20) w/ Noark Electrics (Shanghai) Co., Ltd. Ex9N-DH-10KT-AU (AS4777-2 2020) Eastron SDM630 MCT (40mA) Series | 97.28 |  |  | Pylontech | Pelio-L-5.12 | 20 | Noark Electrics (Shanghai) Co., Ltd. | Ex9N-DH-10KT-AU (AS4777-2 2020) | Pylontech | 2027-01-16
2024-06-26 | HBS13096 | Pylontech Pelio-L-5.12 (x2) w/ Noark Electrics (Shanghai) Co., Ltd. Ex9N-DH-12KT-AU (AS4777-2 2020) Eastron SDM630 MCT (40mA) Series | 9.728 |  |  | Pylontech | Pelio-L-5.12 | 2 | Noark Electrics (Shanghai) Co., Ltd. | Ex9N-DH-12KT-AU (AS4777-2 2020) | Pylontech | 2027-01-16
2024-06-26 | HBS13097 | Pylontech Pelio-L-5.12 (x3) w/ Noark Electrics (Shanghai) Co., Ltd. Ex9N-DH-12KT-AU (AS4777-2 2020) Eastron SDM630 MCT (40mA) Series | 14.592 |  |  | Pylontech | Pelio-L-5.12 | 3 | Noark Electrics (Shanghai) Co., Ltd. | Ex9N-DH-12KT-AU (AS4777-2 2020) | Pylontech | 2027-01-16
2024-06-26 | HBS13098 | Pylontech Pelio-L-5.12 (x4) w/ Noark Electrics (Shanghai) Co., Ltd. Ex9N-DH-12KT-AU (AS4777-2 2020) Eastron SDM630 MCT (40mA) Series | 19.456 |  |  | Pylontech | Pelio-L-5.12 | 4 | Noark Electrics (Shanghai) Co., Ltd. | Ex9N-DH-12KT-AU (AS4777-2 2020) | Pylontech | 2027-01-16
2024-06-26 | HBS13099 | Pylontech Pelio-L-5.12 (x5) w/ Noark Electrics (Shanghai) Co., Ltd. Ex9N-DH-12KT-AU (AS4777-2 2020) Eastron SDM630 MCT (40mA) Series | 24.32 |  |  | Pylontech | Pelio-L-5.12 | 5 | Noark Electrics (Shanghai) Co., Ltd. | Ex9N-DH-12KT-AU (AS4777-2 2020) | Pylontech | 2027-01-16
2024-06-26 | HBS13100 | Pylontech Pelio-L-5.12 (x6) w/ Noark Electrics (Shanghai) Co., Ltd. Ex9N-DH-12KT-AU (AS4777-2 2020) Eastron SDM630 MCT (40mA) Series | 29.184 |  |  | Pylontech | Pelio-L-5.12 | 6 | Noark Electrics (Shanghai) Co., Ltd. | Ex9N-DH-12KT-AU (AS4777-2 2020) | Pylontech | 2027-01-16
2024-06-26 | HBS13101 | Pylontech Pelio-L-5.12 (x7) w/ Noark Electrics (Shanghai) Co., Ltd. Ex9N-DH-12KT-AU (AS4777-2 2020) Eastron SDM630 MCT (40mA) Series | 34.048 |  |  | Pylontech | Pelio-L-5.12 | 7 | Noark Electrics (Shanghai) Co., Ltd. | Ex9N-DH-12KT-AU (AS4777-2 2020) | Pylontech | 2027-01-16
2024-06-26 | HBS13102 | Pylontech Pelio-L-5.12 (x8) w/ Noark Electrics (Shanghai) Co., Ltd. Ex9N-DH-12KT-AU (AS4777-2 2020) Eastron SDM630 MCT (40mA) Series | 38.912 |  |  | Pylontech | Pelio-L-5.12 | 8 | Noark Electrics (Shanghai) Co., Ltd. | Ex9N-DH-12KT-AU (AS4777-2 2020) | Pylontech | 2027-01-16
2024-06-26 | HBS13103 | Pylontech Pelio-L-5.12 (x9) w/ Noark Electrics (Shanghai) Co., Ltd. Ex9N-DH-12KT-AU (AS4777-2 2020) Eastron SDM630 MCT (40mA) Series | 43.776 |  |  | Pylontech | Pelio-L-5.12 | 9 | Noark Electrics (Shanghai) Co., Ltd. | Ex9N-DH-12KT-AU (AS4777-2 2020) | Pylontech | 2027-01-16
2024-06-26 | HBS13104 | Pylontech Pelio-L-5.12 (x10) w/ Noark Electrics (Shanghai) Co., Ltd. Ex9N-DH-12KT-AU (AS4777-2 2020) Eastron SDM630 MCT (40mA) Series | 48.64 |  |  | Pylontech | Pelio-L-5.12 | 10 | Noark Electrics (Shanghai) Co., Ltd. | Ex9N-DH-12KT-AU (AS4777-2 2020) | Pylontech | 2027-01-16
2024-06-26 | HBS13105 | Pylontech Pelio-L-5.12 (x11) w/ Noark Electrics (Shanghai) Co., Ltd. Ex9N-DH-12KT-AU (AS4777-2 2020) Eastron SDM630 MCT (40mA) Series | 53.504 |  |  | Pylontech | Pelio-L-5.12 | 11 | Noark Electrics (Shanghai) Co., Ltd. | Ex9N-DH-12KT-AU (AS4777-2 2020) | Pylontech | 2027-01-16
2024-06-26 | HBS13106 | Pylontech Pelio-L-5.12 (x12) w/ Noark Electrics (Shanghai) Co., Ltd. Ex9N-DH-12KT-AU (AS4777-2 2020) Eastron SDM630 MCT (40mA) Series | 58.368 |  |  | Pylontech | Pelio-L-5.12 | 12 | Noark Electrics (Shanghai) Co., Ltd. | Ex9N-DH-12KT-AU (AS4777-2 2020) | Pylontech | 2027-01-16
2024-06-26 | HBS13107 | Pylontech Pelio-L-5.12 (x13) w/ Noark Electrics (Shanghai) Co., Ltd. Ex9N-DH-12KT-AU (AS4777-2 2020) Eastron SDM630 MCT (40mA) Series | 63.232 |  |  | Pylontech | Pelio-L-5.12 | 13 | Noark Electrics (Shanghai) Co., Ltd. | Ex9N-DH-12KT-AU (AS4777-2 2020) | Pylontech | 2027-01-16
2024-06-26 | HBS13108 | Pylontech Pelio-L-5.12 (x14) w/ Noark Electrics (Shanghai) Co., Ltd. Ex9N-DH-12KT-AU (AS4777-2 2020) Eastron SDM630 MCT (40mA) Series | 68.096 |  |  | Pylontech | Pelio-L-5.12 | 14 | Noark Electrics (Shanghai) Co., Ltd. | Ex9N-DH-12KT-AU (AS4777-2 2020) | Pylontech | 2027-01-16
2024-06-26 | HBS13109 | Pylontech Pelio-L-5.12 (x15) w/ Noark Electrics (Shanghai) Co., Ltd. Ex9N-DH-12KT-AU (AS4777-2 2020) Eastron SDM630 MCT (40mA) Series | 72.96 |  |  | Pylontech | Pelio-L-5.12 | 15 | Noark Electrics (Shanghai) Co., Ltd. | Ex9N-DH-12KT-AU (AS4777-2 2020) | Pylontech | 2027-01-16
2024-06-26 | HBS13110 | Pylontech Pelio-L-5.12 (x16) w/ Noark Electrics (Shanghai) Co., Ltd. Ex9N-DH-12KT-AU (AS4777-2 2020) Eastron SDM630 MCT (40mA) Series | 77.824 |  |  | Pylontech | Pelio-L-5.12 | 16 | Noark Electrics (Shanghai) Co., Ltd. | Ex9N-DH-12KT-AU (AS4777-2 2020) | Pylontech | 2027-01-16
2024-06-26 | HBS13111 | Pylontech Pelio-L-5.12 (x17) w/ Noark Electrics (Shanghai) Co., Ltd. Ex9N-DH-12KT-AU (AS4777-2 2020) Eastron SDM630 MCT (40mA) Series | 82.688 |  |  | Pylontech | Pelio-L-5.12 | 17 | Noark Electrics (Shanghai) Co., Ltd. | Ex9N-DH-12KT-AU (AS4777-2 2020) | Pylontech | 2027-01-16
2024-06-26 | HBS13112 | Pylontech Pelio-L-5.12 (x18) w/ Noark Electrics (Shanghai) Co., Ltd. Ex9N-DH-12KT-AU (AS4777-2 2020) Eastron SDM630 MCT (40mA) Series | 87.552 |  |  | Pylontech | Pelio-L-5.12 | 18 | Noark Electrics (Shanghai) Co., Ltd. | Ex9N-DH-12KT-AU (AS4777-2 2020) | Pylontech | 2027-01-16
2024-06-26 | HBS13113 | Pylontech Pelio-L-5.12 (x19) w/ Noark Electrics (Shanghai) Co., Ltd. Ex9N-DH-12KT-AU (AS4777-2 2020) Eastron SDM630 MCT (40mA) Series | 92.416 |  |  | Pylontech | Pelio-L-5.12 | 19 | Noark Electrics (Shanghai) Co., Ltd. | Ex9N-DH-12KT-AU (AS4777-2 2020) | Pylontech | 2027-01-16
2024-06-26 | HBS13114 | Pylontech Pelio-L-5.12 (x20) w/ Noark Electrics (Shanghai) Co., Ltd. Ex9N-DH-12KT-AU (AS4777-2 2020) Eastron SDM630 MCT (40mA) Series | 97.28 |  |  | Pylontech | Pelio-L-5.12 | 20 | Noark Electrics (Shanghai) Co., Ltd. | Ex9N-DH-12KT-AU (AS4777-2 2020) | Pylontech | 2027-01-16
2024-07-02 | HBS13115 | Sigenergy SigenStor-5S-10 BAT 5kWh x 2 (x2) | 10.4 | Sigenergy | SigenStor-5S-10 BAT 5kWh x 2 |  |  | 2 | Shanghai SIGEN New Energy Technology Co Ltd | SigenStor-5S-10 | Sigenergy | 2027-06-05
2024-07-02 | HBS13116 | Sigenergy SigenStor-6S-8 BAT 8kWh (x1) | 7.8 | Sigenergy | SigenStor-6S-8 BAT 8kWh |  |  | 1 | Shanghai SIGEN New Energy Technology Co Ltd | SigenStor-6S-8 | Sigenergy | 2027-06-05
2024-07-02 | HBS13117 | Sigenergy SigenStor-5S-8 BAT 8kWh (x2) | 7.8 | Sigenergy | SigenStor-5S-8 BAT 8kWh |  |  | 2 | Shanghai SIGEN New Energy Technology Co Ltd | SigenStor-5S-8 | Sigenergy | 2027-06-05
2024-07-02 | HBS13118 | Sigenergy SigenStor-5S-13 BAT 5kWh + 8kWh (x2) | 13 | Sigenergy | SigenStor-5S-13 BAT 5kWh + 8kWh |  |  | 2 | Shanghai SIGEN New Energy Technology Co Ltd | SigenStor-5S-13 | Sigenergy | 2027-06-05
2024-07-02 | HBS13119 | Sigenergy SigenStor-5S-16BAT 8kWh x 2 (x2) | 15.6 | Sigenergy | SigenStor-5S-16BAT 8kWh x 2 |  |  | 2 | Shanghai SIGEN New Energy Technology Co Ltd | SigenStor-5S-16 | Sigenergy | 2027-06-05
2024-07-02 | HBS13120 | Sigenergy SigenStor-6S-16 BAT 8kWh x 2 (x2) | 15.6 | Sigenergy | SigenStor-6S-16 BAT 8kWh x 2 |  |  | 2 | Shanghai SIGEN New Energy Technology Co Ltd | SigenStor-6S-16 | Sigenergy | 2027-06-05
2024-07-02 | HBS13121 | Sigenergy SigenStor-6S-13 BAT 5kWh + 8kWh (x2) | 23.4 | Sigenergy | SigenStor-6S-13 BAT 5kWh + 8kWh |  |  | 2 | Shanghai SIGEN New Energy Technology Co Ltd | SigenStor-6S-13 | Sigenergy | 2027-06-05
2024-07-02 | HBS13122 | Sigenergy SigenStor-6S-10 BAT 5kWh x 2 (x2) | 10.4 | Sigenergy | SigenStor-6S-10 BAT 5kWh x 2 |  |  | 2 | Shanghai SIGEN New Energy Technology Co Ltd | SigenStor-6S-10 | Sigenergy | 2027-06-05
2024-07-02 | HBS13123 | Sigenergy SigenStor-6S-24 BAT 8kWh x 3 (x3) | 23.4 | Sigenergy | SigenStor-6S-24 BAT 8kWh x 3 |  |  | 3 | Shanghai SIGEN New Energy Technology Co Ltd | SigenStor-6S-24 | Sigenergy | 2027-06-05
2024-07-04 | HBS13124 | NINGBO DEYE ESS TECHNOLOGY CO., LTD AI-W5.1-B (x2) w/ Ningbo Deye Inverter Technology Co SUN-3K-SG04LP1-AU Deye/Eastron/CHNT SDM230/DDSU666 | 9.2 |  |  | NINGBO DEYE ESS TECHNOLOGY CO., LTD | AI-W5.1-B | 2 | Ningbo Deye Inverter Technology Co | SUN-3K-SG04LP1-AU | Deye | 15/08/2025
2024-07-04 | HBS13125 | NINGBO DEYE ESS TECHNOLOGY CO., LTD AI-W5.1-B (x3) w/ Ningbo Deye Inverter Technology Co SUN-3K-SG04LP1-AU Deye/Eastron/CHNT SDM230/DDSU666 | 13.8 |  |  | NINGBO DEYE ESS TECHNOLOGY CO., LTD | AI-W5.1-B | 3 | Ningbo Deye Inverter Technology Co | SUN-3K-SG04LP1-AU | Deye | 15/08/2025
2024-07-04 | HBS13126 | NINGBO DEYE ESS TECHNOLOGY CO., LTD AI-W5.1-B (x4) w/ Ningbo Deye Inverter Technology Co SUN-3K-SG04LP1-AU Deye/Eastron/CHNT SDM230/DDSU666 | 18.4 |  |  | NINGBO DEYE ESS TECHNOLOGY CO., LTD | AI-W5.1-B | 4 | Ningbo Deye Inverter Technology Co | SUN-3K-SG04LP1-AU | Deye | 15/08/2025
2024-07-04 | HBS13127 | NINGBO DEYE ESS TECHNOLOGY CO., LTD AI-W5.1-B (x5) w/ Ningbo Deye Inverter Technology Co SUN-3K-SG04LP1-AU Deye/Eastron/CHNT SDM230/DDSU666 | 23 |  |  | NINGBO DEYE ESS TECHNOLOGY CO., LTD | AI-W5.1-B | 5 | Ningbo Deye Inverter Technology Co | SUN-3K-SG04LP1-AU | Deye | 15/08/2025
2024-07-04 | HBS13128 | NINGBO DEYE ESS TECHNOLOGY CO., LTD AI-W5.1-B (x6) w/ Ningbo Deye Inverter Technology Co SUN-3K-SG04LP1-AU Deye/Eastron/CHNT SDM230/DDSU666 | 27.6 |  |  | NINGBO DEYE ESS TECHNOLOGY CO., LTD | AI-W5.1-B | 6 | Ningbo Deye Inverter Technology Co | SUN-3K-SG04LP1-AU | Deye | 15/08/2025
2024-07-04 | HBS13129 | NINGBO DEYE ESS TECHNOLOGY CO., LTD AI-W5.1-B (x2) w/ Ningbo Deye Inverter Technology Co SUN-3.6K-SG04LP1-AU Deye/Eastron/CHNT SDM230/DDSU666 | 9.2 |  |  | NINGBO DEYE ESS TECHNOLOGY CO., LTD | AI-W5.1-B | 2 | Ningbo Deye Inverter Technology Co | SUN-3.6K-SG04LP1-AU | Deye | 15/08/2027
2024-07-04 | HBS13130 | NINGBO DEYE ESS TECHNOLOGY CO., LTD AI-W5.1-B (x3) w/ Ningbo Deye Inverter Technology Co SUN-3.6K-SG04LP1-AU Deye/Eastron/CHNT SDM230/DDSU666 | 13.8 |  |  | NINGBO DEYE ESS TECHNOLOGY CO., LTD | AI-W5.1-B | 3 | Ningbo Deye Inverter Technology Co | SUN-3.6K-SG04LP1-AU | Deye | 15/08/2027
2024-07-04 | HBS13131 | NINGBO DEYE ESS TECHNOLOGY CO., LTD AI-W5.1-B (x4) w/ Ningbo Deye Inverter Technology Co SUN-3.6K-SG04LP1-AU Deye/Eastron/CHNT SDM230/DDSU666 | 18.4 |  |  | NINGBO DEYE ESS TECHNOLOGY CO., LTD | AI-W5.1-B | 4 | Ningbo Deye Inverter Technology Co | SUN-3.6K-SG04LP1-AU | Deye | 15/08/2027
2024-07-04 | HBS13132 | NINGBO DEYE ESS TECHNOLOGY CO., LTD AI-W5.1-B (x5) w/ Ningbo Deye Inverter Technology Co SUN-3.6K-SG04LP1-AU Deye/Eastron/CHNT SDM230/DDSU666 | 23 |  |  | NINGBO DEYE ESS TECHNOLOGY CO., LTD | AI-W5.1-B | 5 | Ningbo Deye Inverter Technology Co | SUN-3.6K-SG04LP1-AU | Deye | 15/08/2027
2024-07-04 | HBS13133 | NINGBO DEYE ESS TECHNOLOGY CO., LTD AI-W5.1-B (x6) w/ Ningbo Deye Inverter Technology Co SUN-3.6K-SG04LP1-AU Deye/Eastron/CHNT SDM230/DDSU666 | 27.6 |  |  | NINGBO DEYE ESS TECHNOLOGY CO., LTD | AI-W5.1-B | 6 | Ningbo Deye Inverter Technology Co | SUN-3.6K-SG04LP1-AU | Deye | 15/08/2027
2024-07-04 | HBS13134 | NINGBO DEYE ESS TECHNOLOGY CO., LTD AI-W5.1-B (x2) w/ Ningbo Deye Inverter Technology Co SUN-5K-SG04LP1-AU Deye/Eastron/CHNT SDM230/DDSU666 | 9.2 |  |  | NINGBO DEYE ESS TECHNOLOGY CO., LTD | AI-W5.1-B | 2 | Ningbo Deye Inverter Technology Co | SUN-5K-SG04LP1-AU | Deye | 15/08/2028
2024-07-04 | HBS13135 | NINGBO DEYE ESS TECHNOLOGY CO., LTD AI-W5.1-B (x3) w/ Ningbo Deye Inverter Technology Co SUN-5K-SG04LP1-AU Deye/Eastron/CHNT SDM230/DDSU666 | 13.8 |  |  | NINGBO DEYE ESS TECHNOLOGY CO., LTD | AI-W5.1-B | 3 | Ningbo Deye Inverter Technology Co | SUN-5K-SG04LP1-AU | Deye | 15/08/2028
2024-07-04 | HBS13136 | NINGBO DEYE ESS TECHNOLOGY CO., LTD AI-W5.1-B (x4) w/ Ningbo Deye Inverter Technology Co SUN-5K-SG04LP1-AU Deye/Eastron/CHNT SDM230/DDSU666 | 18.4 |  |  | NINGBO DEYE ESS TECHNOLOGY CO., LTD | AI-W5.1-B | 4 | Ningbo Deye Inverter Technology Co | SUN-5K-SG04LP1-AU | Deye | 15/08/2028
2024-07-04 | HBS13137 | NINGBO DEYE ESS TECHNOLOGY CO., LTD AI-W5.1-B (x5) w/ Ningbo Deye Inverter Technology Co SUN-5K-SG04LP1-AU Deye/Eastron/CHNT SDM230/DDSU666 | 23 |  |  | NINGBO DEYE ESS TECHNOLOGY CO., LTD | AI-W5.1-B | 5 | Ningbo Deye Inverter Technology Co | SUN-5K-SG04LP1-AU | Deye | 15/08/2028
2024-07-04 | HBS13138 | NINGBO DEYE ESS TECHNOLOGY CO., LTD AI-W5.1-B (x6) w/ Ningbo Deye Inverter Technology Co SUN-5K-SG04LP1-AU Deye/Eastron/CHNT SDM230/DDSU666 | 27.6 |  |  | NINGBO DEYE ESS TECHNOLOGY CO., LTD | AI-W5.1-B | 6 | Ningbo Deye Inverter Technology Co | SUN-5K-SG04LP1-AU | Deye | 15/08/2028
2024-07-04 | HBS13139 | NINGBO DEYE ESS TECHNOLOGY CO., LTD AI-W5.1-B (x2) w/ Ningbo Deye Inverter Technology Co SUN-6K-SG04LP1-AU Deye/Eastron/CHNT SDM230/DDSU666 | 9.2 |  |  | NINGBO DEYE ESS TECHNOLOGY CO., LTD | AI-W5.1-B | 2 | Ningbo Deye Inverter Technology Co | SUN-6K-SG04LP1-AU | Deye | 15/08/2029
2024-07-04 | HBS13140 | NINGBO DEYE ESS TECHNOLOGY CO., LTD AI-W5.1-B (x3) w/ Ningbo Deye Inverter Technology Co SUN-6K-SG04LP1-AU Deye/Eastron/CHNT SDM230/DDSU666 | 13.8 |  |  | NINGBO DEYE ESS TECHNOLOGY CO., LTD | AI-W5.1-B | 3 | Ningbo Deye Inverter Technology Co | SUN-6K-SG04LP1-AU | Deye | 15/08/2029
2024-07-04 | HBS13141 | NINGBO DEYE ESS TECHNOLOGY CO., LTD AI-W5.1-B (x4) w/ Ningbo Deye Inverter Technology Co SUN-6K-SG04LP1-AU Deye/Eastron/CHNT SDM230/DDSU666 | 18.4 |  |  | NINGBO DEYE ESS TECHNOLOGY CO., LTD | AI-W5.1-B | 4 | Ningbo Deye Inverter Technology Co | SUN-6K-SG04LP1-AU | Deye | 15/08/2029
2024-07-04 | HBS13142 | NINGBO DEYE ESS TECHNOLOGY CO., LTD AI-W5.1-B (x5) w/ Ningbo Deye Inverter Technology Co SUN-6K-SG04LP1-AU Deye/Eastron/CHNT SDM230/DDSU666 | 23 |  |  | NINGBO DEYE ESS TECHNOLOGY CO., LTD | AI-W5.1-B | 5 | Ningbo Deye Inverter Technology Co | SUN-6K-SG04LP1-AU | Deye | 15/08/2029
2024-07-04 | HBS13143 | NINGBO DEYE ESS TECHNOLOGY CO., LTD AI-W5.1-B (x6) w/ Ningbo Deye Inverter Technology Co SUN-6K-SG04LP1-AU Deye/Eastron/CHNT SDM230/DDSU666 | 27.6 |  |  | NINGBO DEYE ESS TECHNOLOGY CO., LTD | AI-W5.1-B | 6 | Ningbo Deye Inverter Technology Co | SUN-6K-SG04LP1-AU | Deye | 15/08/2029
2024-07-04 | HBS13144 | NINGBO DEYE ESS TECHNOLOGY CO., LTD AI-W5.1-B (x2) w/ Ningbo Deye Inverter Technology Co SUN-7.6K-SG05LP1-AU Deye/Eastron/CHNT SDM230/DDSU666 | 9.2 |  |  | NINGBO DEYE ESS TECHNOLOGY CO., LTD | AI-W5.1-B | 2 | Ningbo Deye Inverter Technology Co | SUN-7.6K-SG05LP1-AU | Deye | 05/09/2025
2024-07-04 | HBS13145 | NINGBO DEYE ESS TECHNOLOGY CO., LTD AI-W5.1-B (x3) w/ Ningbo Deye Inverter Technology Co SUN-7.6K-SG05LP1-AU Deye/Eastron/CHNT SDM230/DDSU666 | 13.8 |  |  | NINGBO DEYE ESS TECHNOLOGY CO., LTD | AI-W5.1-B | 3 | Ningbo Deye Inverter Technology Co | SUN-7.6K-SG05LP1-AU | Deye | 05/09/2025
2024-07-04 | HBS13146 | NINGBO DEYE ESS TECHNOLOGY CO., LTD AI-W5.1-B (x4) w/ Ningbo Deye Inverter Technology Co SUN-7.6K-SG05LP1-AU Deye/Eastron/CHNT SDM230/DDSU666 | 18.4 |  |  | NINGBO DEYE ESS TECHNOLOGY CO., LTD | AI-W5.1-B | 4 | Ningbo Deye Inverter Technology Co | SUN-7.6K-SG05LP1-AU | Deye | 05/09/2025
2024-07-04 | HBS13147 | NINGBO DEYE ESS TECHNOLOGY CO., LTD AI-W5.1-B (x5) w/ Ningbo Deye Inverter Technology Co SUN-7.6K-SG05LP1-AU Deye/Eastron/CHNT SDM230/DDSU666 | 23 |  |  | NINGBO DEYE ESS TECHNOLOGY CO., LTD | AI-W5.1-B | 5 | Ningbo Deye Inverter Technology Co | SUN-7.6K-SG05LP1-AU | Deye | 05/09/2025
2024-07-04 | HBS13148 | NINGBO DEYE ESS TECHNOLOGY CO., LTD AI-W5.1-B (x6) w/ Ningbo Deye Inverter Technology Co SUN-7.6K-SG05LP1-AU Deye/Eastron/CHNT SDM230/DDSU666 | 27.6 |  |  | NINGBO DEYE ESS TECHNOLOGY CO., LTD | AI-W5.1-B | 6 | Ningbo Deye Inverter Technology Co | SUN-7.6K-SG05LP1-AU | Deye | 05/09/2025
2024-07-04 | HBS13149 | NINGBO DEYE ESS TECHNOLOGY CO., LTD AI-W5.1-B (x2) w/ Ningbo Deye Inverter Technology Co SUN-8K-SG05LP1-AU Deye/Eastron/CHNT SDM230/DDSU666 | 9.2 |  |  | NINGBO DEYE ESS TECHNOLOGY CO., LTD | AI-W5.1-B | 2 | Ningbo Deye Inverter Technology Co | SUN-8K-SG05LP1-AU | Deye | 05/09/2026
2024-07-04 | HBS13150 | NINGBO DEYE ESS TECHNOLOGY CO., LTD AI-W5.1-B (x3) w/ Ningbo Deye Inverter Technology Co SUN-8K-SG05LP1-AU Deye/Eastron/CHNT SDM230/DDSU666 | 13.8 |  |  | NINGBO DEYE ESS TECHNOLOGY CO., LTD | AI-W5.1-B | 3 | Ningbo Deye Inverter Technology Co | SUN-8K-SG05LP1-AU | Deye | 05/09/2026
2024-07-04 | HBS13151 | NINGBO DEYE ESS TECHNOLOGY CO., LTD AI-W5.1-B (x4) w/ Ningbo Deye Inverter Technology Co SUN-8K-SG05LP1-AU Deye/Eastron/CHNT SDM230/DDSU666 | 18.4 |  |  | NINGBO DEYE ESS TECHNOLOGY CO., LTD | AI-W5.1-B | 4 | Ningbo Deye Inverter Technology Co | SUN-8K-SG05LP1-AU | Deye | 05/09/2026
2024-07-04 | HBS13152 | NINGBO DEYE ESS TECHNOLOGY CO., LTD AI-W5.1-B (x5) w/ Ningbo Deye Inverter Technology Co SUN-8K-SG05LP1-AU Deye/Eastron/CHNT SDM230/DDSU666 | 23 |  |  | NINGBO DEYE ESS TECHNOLOGY CO., LTD | AI-W5.1-B | 5 | Ningbo Deye Inverter Technology Co | SUN-8K-SG05LP1-AU | Deye | 05/09/2026
2024-07-04 | HBS13153 | NINGBO DEYE ESS TECHNOLOGY CO., LTD AI-W5.1-B (x6) w/ Ningbo Deye Inverter Technology Co SUN-8K-SG05LP1-AU Deye/Eastron/CHNT SDM230/DDSU666 | 27.6 |  |  | NINGBO DEYE ESS TECHNOLOGY CO., LTD | AI-W5.1-B | 6 | Ningbo Deye Inverter Technology Co | SUN-8K-SG05LP1-AU | Deye | 05/09/2026
2024-07-04 | HBS13154 | NINGBO DEYE ESS TECHNOLOGY CO., LTD AI-W5.1-B (x2) w/ Ningbo Deye Inverter Technology Co SUN-12K-SG01LP1-AU-AM3 Deye/Eastron/CHNT SDM230/DDSU666 | 9.2 |  |  | NINGBO DEYE ESS TECHNOLOGY CO., LTD | AI-W5.1-B | 2 | Ningbo Deye Inverter Technology Co | SUN-12K-SG01LP1-AU-AM3 | Deye | 26/03/2027
2024-07-04 | HBS13155 | NINGBO DEYE ESS TECHNOLOGY CO., LTD AI-W5.1-B (x3) w/ Ningbo Deye Inverter Technology Co SUN-12K-SG01LP1-AU-AM3 Deye/Eastron/CHNT SDM230/DDSU666 | 13.8 |  |  | NINGBO DEYE ESS TECHNOLOGY CO., LTD | AI-W5.1-B | 3 | Ningbo Deye Inverter Technology Co | SUN-12K-SG01LP1-AU-AM3 | Deye | 26/03/2027
2024-07-04 | HBS13156 | NINGBO DEYE ESS TECHNOLOGY CO., LTD AI-W5.1-B (x4) w/ Ningbo Deye Inverter Technology Co SUN-12K-SG01LP1-AU-AM3 Deye/Eastron/CHNT SDM230/DDSU666 | 18.4 |  |  | NINGBO DEYE ESS TECHNOLOGY CO., LTD | AI-W5.1-B | 4 | Ningbo Deye Inverter Technology Co | SUN-12K-SG01LP1-AU-AM3 | Deye | 26/03/2027
2024-07-04 | HBS13157 | NINGBO DEYE ESS TECHNOLOGY CO., LTD AI-W5.1-B (x5) w/ Ningbo Deye Inverter Technology Co SUN-12K-SG01LP1-AU-AM3 Deye/Eastron/CHNT SDM230/DDSU666 | 23 |  |  | NINGBO DEYE ESS TECHNOLOGY CO., LTD | AI-W5.1-B | 5 | Ningbo Deye Inverter Technology Co | SUN-12K-SG01LP1-AU-AM3 | Deye | 26/03/2027
2024-07-04 | HBS13158 | NINGBO DEYE ESS TECHNOLOGY CO., LTD AI-W5.1-B (x6) w/ Ningbo Deye Inverter Technology Co SUN-12K-SG01LP1-AU-AM3 Deye/Eastron/CHNT SDM230/DDSU666 | 27.6 |  |  | NINGBO DEYE ESS TECHNOLOGY CO., LTD | AI-W5.1-B | 6 | Ningbo Deye Inverter Technology Co | SUN-12K-SG01LP1-AU-AM3 | Deye | 26/03/2027
2024-07-04 | HBS13159 | NINGBO DEYE ESS TECHNOLOGY CO., LTD AI-W5.1-B (x2) w/ Ningbo Deye Inverter Technology Co SUN-14K-SG01LP1-AU-AM3 Deye/Eastron/CHNT SDM230/DDSU666 | 9.2 |  |  | NINGBO DEYE ESS TECHNOLOGY CO., LTD | AI-W5.1-B | 2 | Ningbo Deye Inverter Technology Co | SUN-14K-SG01LP1-AU-AM3 | Deye | 26/03/2028
2024-07-04 | HBS13160 | NINGBO DEYE ESS TECHNOLOGY CO., LTD AI-W5.1-B (x3) w/ Ningbo Deye Inverter Technology Co SUN-14K-SG01LP1-AU-AM3 Deye/Eastron/CHNT SDM230/DDSU666 | 13.8 |  |  | NINGBO DEYE ESS TECHNOLOGY CO., LTD | AI-W5.1-B | 3 | Ningbo Deye Inverter Technology Co | SUN-14K-SG01LP1-AU-AM3 | Deye | 26/03/2028
2024-07-04 | HBS13161 | NINGBO DEYE ESS TECHNOLOGY CO., LTD AI-W5.1-B (x4) w/ Ningbo Deye Inverter Technology Co SUN-14K-SG01LP1-AU-AM3 Deye/Eastron/CHNT SDM230/DDSU666 | 18.4 |  |  | NINGBO DEYE ESS TECHNOLOGY CO., LTD | AI-W5.1-B | 4 | Ningbo Deye Inverter Technology Co | SUN-14K-SG01LP1-AU-AM3 | Deye | 26/03/2028
2024-07-04 | HBS13162 | NINGBO DEYE ESS TECHNOLOGY CO., LTD AI-W5.1-B (x5) w/ Ningbo Deye Inverter Technology Co SUN-14K-SG01LP1-AU-AM3 Deye/Eastron/CHNT SDM230/DDSU666 | 23 |  |  | NINGBO DEYE ESS TECHNOLOGY CO., LTD | AI-W5.1-B | 5 | Ningbo Deye Inverter Technology Co | SUN-14K-SG01LP1-AU-AM3 | Deye | 26/03/2028
2024-07-04 | HBS13163 | NINGBO DEYE ESS TECHNOLOGY CO., LTD AI-W5.1-B (x6) w/ Ningbo Deye Inverter Technology Co SUN-14K-SG01LP1-AU-AM3 Deye/Eastron/CHNT SDM230/DDSU666 | 27.6 |  |  | NINGBO DEYE ESS TECHNOLOGY CO., LTD | AI-W5.1-B | 6 | Ningbo Deye Inverter Technology Co | SUN-14K-SG01LP1-AU-AM3 | Deye | 26/03/2028
2024-07-04 | HBS13164 | NINGBO DEYE ESS TECHNOLOGY CO., LTD AI-W5.1-B (x2) w/ Ningbo Deye Inverter Technology Co SUN-16K-SG01LP1- AU-AM3 Deye/Eastron/CHNT SDM230/DDSU666 | 9.2 |  |  | NINGBO DEYE ESS TECHNOLOGY CO., LTD | AI-W5.1-B | 2 | Ningbo Deye Inverter Technology Co | SUN-16K-SG01LP1- AU-AM3 | Deye | 26/03/2029
2024-07-04 | HBS13165 | NINGBO DEYE ESS TECHNOLOGY CO., LTD AI-W5.1-B (x3) w/ Ningbo Deye Inverter Technology Co SUN-16K-SG01LP1- AU-AM3 Deye/Eastron/CHNT SDM230/DDSU666 | 13.8 |  |  | NINGBO DEYE ESS TECHNOLOGY CO., LTD | AI-W5.1-B | 3 | Ningbo Deye Inverter Technology Co | SUN-16K-SG01LP1- AU-AM3 | Deye | 26/03/2029
2024-07-04 | HBS13166 | NINGBO DEYE ESS TECHNOLOGY CO., LTD AI-W5.1-B (x4) w/ Ningbo Deye Inverter Technology Co SUN-16K-SG01LP1- AU-AM3 Deye/Eastron/CHNT SDM230/DDSU666 | 18.4 |  |  | NINGBO DEYE ESS TECHNOLOGY CO., LTD | AI-W5.1-B | 4 | Ningbo Deye Inverter Technology Co | SUN-16K-SG01LP1- AU-AM3 | Deye | 26/03/2029
2024-07-04 | HBS13167 | NINGBO DEYE ESS TECHNOLOGY CO., LTD AI-W5.1-B (x5) w/ Ningbo Deye Inverter Technology Co SUN-16K-SG01LP1- AU-AM3 Deye/Eastron/CHNT SDM230/DDSU666 | 23 |  |  | NINGBO DEYE ESS TECHNOLOGY CO., LTD | AI-W5.1-B | 5 | Ningbo Deye Inverter Technology Co | SUN-16K-SG01LP1- AU-AM3 | Deye | 26/03/2029
2024-07-04 | HBS13168 | NINGBO DEYE ESS TECHNOLOGY CO., LTD AI-W5.1-B (x6) w/ Ningbo Deye Inverter Technology Co SUN-16K-SG01LP1- AU-AM3 Deye/Eastron/CHNT SDM230/DDSU666 | 27.6 |  |  | NINGBO DEYE ESS TECHNOLOGY CO., LTD | AI-W5.1-B | 6 | Ningbo Deye Inverter Technology Co | SUN-16K-SG01LP1- AU-AM3 | Deye | 26/03/2029
2024-07-04 | HBS13169 | NINGBO DEYE ESS TECHNOLOGY CO., LTD AI-W5.1-B (x2) w/ Ningbo Deye Inverter Technology Co SUN-5K-SG04LP3-AU Deye/Eastron/CHNT SDM630/DTSU666 | 9.2 |  |  | NINGBO DEYE ESS TECHNOLOGY CO., LTD | AI-W5.1-B | 2 | Ningbo Deye Inverter Technology Co | SUN-5K-SG04LP3-AU | Deye | 20/04/2025
2024-07-04 | HBS13170 | NINGBO DEYE ESS TECHNOLOGY CO., LTD AI-W5.1-B (x3) w/ Ningbo Deye Inverter Technology Co SUN-5K-SG04LP3-AU Deye/Eastron/CHNT SDM630/DTSU666 | 13.8 |  |  | NINGBO DEYE ESS TECHNOLOGY CO., LTD | AI-W5.1-B | 3 | Ningbo Deye Inverter Technology Co | SUN-5K-SG04LP3-AU | Deye | 20/04/2025
2024-07-04 | HBS13171 | NINGBO DEYE ESS TECHNOLOGY CO., LTD AI-W5.1-B (x4) w/ Ningbo Deye Inverter Technology Co SUN-5K-SG04LP3-AU Deye/Eastron/CHNT SDM630/DTSU666 | 18.4 |  |  | NINGBO DEYE ESS TECHNOLOGY CO., LTD | AI-W5.1-B | 4 | Ningbo Deye Inverter Technology Co | SUN-5K-SG04LP3-AU | Deye | 20/04/2025
2024-07-04 | HBS13172 | NINGBO DEYE ESS TECHNOLOGY CO., LTD AI-W5.1-B (x5) w/ Ningbo Deye Inverter Technology Co SUN-5K-SG04LP3-AU Deye/Eastron/CHNT SDM630/DTSU666 | 23 |  |  | NINGBO DEYE ESS TECHNOLOGY CO., LTD | AI-W5.1-B | 5 | Ningbo Deye Inverter Technology Co | SUN-5K-SG04LP3-AU | Deye | 20/04/2025
2024-07-04 | HBS13173 | NINGBO DEYE ESS TECHNOLOGY CO., LTD AI-W5.1-B (x6) w/ Ningbo Deye Inverter Technology Co SUN-5K-SG04LP3-AU Deye/Eastron/CHNT SDM630/DTSU666 | 27.6 |  |  | NINGBO DEYE ESS TECHNOLOGY CO., LTD | AI-W5.1-B | 6 | Ningbo Deye Inverter Technology Co | SUN-5K-SG04LP3-AU | Deye | 20/04/2025
2024-07-04 | HBS13174 | NINGBO DEYE ESS TECHNOLOGY CO., LTD AI-W5.1-B (x2) w/ Ningbo Deye Inverter Technology Co SUN-6K-SG04LP3-AU Deye/Eastron/CHNT SDM630/DTSU666 | 9.2 |  |  | NINGBO DEYE ESS TECHNOLOGY CO., LTD | AI-W5.1-B | 2 | Ningbo Deye Inverter Technology Co | SUN-6K-SG04LP3-AU | Deye | 20/04/2026
2024-07-04 | HBS13175 | NINGBO DEYE ESS TECHNOLOGY CO., LTD AI-W5.1-B (x3) w/ Ningbo Deye Inverter Technology Co SUN-6K-SG04LP3-AU Deye/Eastron/CHNT SDM630/DTSU666 | 13.8 |  |  | NINGBO DEYE ESS TECHNOLOGY CO., LTD | AI-W5.1-B | 3 | Ningbo Deye Inverter Technology Co | SUN-6K-SG04LP3-AU | Deye | 20/04/2026
2024-07-04 | HBS13176 | NINGBO DEYE ESS TECHNOLOGY CO., LTD AI-W5.1-B (x4) w/ Ningbo Deye Inverter Technology Co SUN-6K-SG04LP3-AU Deye/Eastron/CHNT SDM630/DTSU666 | 18.4 |  |  | NINGBO DEYE ESS TECHNOLOGY CO., LTD | AI-W5.1-B | 4 | Ningbo Deye Inverter Technology Co | SUN-6K-SG04LP3-AU | Deye | 20/04/2026
2024-07-04 | HBS13177 | NINGBO DEYE ESS TECHNOLOGY CO., LTD AI-W5.1-B (x5) w/ Ningbo Deye Inverter Technology Co SUN-6K-SG04LP3-AU Deye/Eastron/CHNT SDM630/DTSU666 | 23 |  |  | NINGBO DEYE ESS TECHNOLOGY CO., LTD | AI-W5.1-B | 5 | Ningbo Deye Inverter Technology Co | SUN-6K-SG04LP3-AU | Deye | 20/04/2026
2024-07-04 | HBS13178 | NINGBO DEYE ESS TECHNOLOGY CO., LTD AI-W5.1-B (x6) w/ Ningbo Deye Inverter Technology Co SUN-6K-SG04LP3-AU Deye/Eastron/CHNT SDM630/DTSU666 | 27.6 |  |  | NINGBO DEYE ESS TECHNOLOGY CO., LTD | AI-W5.1-B | 6 | Ningbo Deye Inverter Technology Co | SUN-6K-SG04LP3-AU | Deye | 20/04/2026
2024-07-04 | HBS13179 | NINGBO DEYE ESS TECHNOLOGY CO., LTD AI-W5.1-B (x2) w/ Ningbo Deye Inverter Technology Co SUN-8K-SG04LP3-AU Deye/Eastron/CHNT SDM630/DTSU666 | 9.2 |  |  | NINGBO DEYE ESS TECHNOLOGY CO., LTD | AI-W5.1-B | 2 | Ningbo Deye Inverter Technology Co | SUN-8K-SG04LP3-AU | Deye | 20/04/2027
2024-07-04 | HBS13180 | NINGBO DEYE ESS TECHNOLOGY CO., LTD AI-W5.1-B (x3) w/ Ningbo Deye Inverter Technology Co SUN-8K-SG04LP3-AU Deye/Eastron/CHNT SDM630/DTSU666 | 13.8 |  |  | NINGBO DEYE ESS TECHNOLOGY CO., LTD | AI-W5.1-B | 3 | Ningbo Deye Inverter Technology Co | SUN-8K-SG04LP3-AU | Deye | 20/04/2027
2024-07-04 | HBS13181 | NINGBO DEYE ESS TECHNOLOGY CO., LTD AI-W5.1-B (x4) w/ Ningbo Deye Inverter Technology Co SUN-8K-SG04LP3-AU Deye/Eastron/CHNT SDM630/DTSU666 | 18.4 |  |  | NINGBO DEYE ESS TECHNOLOGY CO., LTD | AI-W5.1-B | 4 | Ningbo Deye Inverter Technology Co | SUN-8K-SG04LP3-AU | Deye | 20/04/2027
2024-07-04 | HBS13182 | NINGBO DEYE ESS TECHNOLOGY CO., LTD AI-W5.1-B (x5) w/ Ningbo Deye Inverter Technology Co SUN-8K-SG04LP3-AU Deye/Eastron/CHNT SDM630/DTSU666 | 23 |  |  | NINGBO DEYE ESS TECHNOLOGY CO., LTD | AI-W5.1-B | 5 | Ningbo Deye Inverter Technology Co | SUN-8K-SG04LP3-AU | Deye | 20/04/2027
2024-07-04 | HBS13183 | NINGBO DEYE ESS TECHNOLOGY CO., LTD AI-W5.1-B (x6) w/ Ningbo Deye Inverter Technology Co SUN-8K-SG04LP3-AU Deye/Eastron/CHNT SDM630/DTSU666 | 27.6 |  |  | NINGBO DEYE ESS TECHNOLOGY CO., LTD | AI-W5.1-B | 6 | Ningbo Deye Inverter Technology Co | SUN-8K-SG04LP3-AU | Deye | 20/04/2027
2024-07-04 | HBS13184 | NINGBO DEYE ESS TECHNOLOGY CO., LTD AI-W5.1-B (x2) w/ Ningbo Deye Inverter Technology Co SUN-10K-SG04LP3-AU Deye/Eastron/CHNT SDM630/DTSU666 | 9.2 |  |  | NINGBO DEYE ESS TECHNOLOGY CO., LTD | AI-W5.1-B | 2 | Ningbo Deye Inverter Technology Co | SUN-10K-SG04LP3-AU | Deye | 20/04/2028
2024-07-04 | HBS13185 | NINGBO DEYE ESS TECHNOLOGY CO., LTD AI-W5.1-B (x3) w/ Ningbo Deye Inverter Technology Co SUN-10K-SG04LP3-AU Deye/Eastron/CHNT SDM630/DTSU666 | 13.8 |  |  | NINGBO DEYE ESS TECHNOLOGY CO., LTD | AI-W5.1-B | 3 | Ningbo Deye Inverter Technology Co | SUN-10K-SG04LP3-AU | Deye | 20/04/2028
2024-07-04 | HBS13186 | NINGBO DEYE ESS TECHNOLOGY CO., LTD AI-W5.1-B (x4) w/ Ningbo Deye Inverter Technology Co SUN-10K-SG04LP3-AU Deye/Eastron/CHNT SDM630/DTSU666 | 18.4 |  |  | NINGBO DEYE ESS TECHNOLOGY CO., LTD | AI-W5.1-B | 4 | Ningbo Deye Inverter Technology Co | SUN-10K-SG04LP3-AU | Deye | 20/04/2028
2024-07-04 | HBS13187 | NINGBO DEYE ESS TECHNOLOGY CO., LTD AI-W5.1-B (x5) w/ Ningbo Deye Inverter Technology Co SUN-10K-SG04LP3-AU Deye/Eastron/CHNT SDM630/DTSU666 | 23 |  |  | NINGBO DEYE ESS TECHNOLOGY CO., LTD | AI-W5.1-B | 5 | Ningbo Deye Inverter Technology Co | SUN-10K-SG04LP3-AU | Deye | 20/04/2028
2024-07-04 | HBS13188 | NINGBO DEYE ESS TECHNOLOGY CO., LTD AI-W5.1-B (x6) w/ Ningbo Deye Inverter Technology Co SUN-10K-SG04LP3-AU Deye/Eastron/CHNT SDM630/DTSU666 | 27.6 |  |  | NINGBO DEYE ESS TECHNOLOGY CO., LTD | AI-W5.1-B | 6 | Ningbo Deye Inverter Technology Co | SUN-10K-SG04LP3-AU | Deye | 20/04/2028
2024-07-04 | HBS13189 | NINGBO DEYE ESS TECHNOLOGY CO., LTD AI-W5.1-B (x2) w/ Ningbo Deye Inverter Technology Co SUN-12K-SG04LP3-AU Deye/Eastron/CHNT SDM630/DTSU666 | 9.2 |  |  | NINGBO DEYE ESS TECHNOLOGY CO., LTD | AI-W5.1-B | 2 | Ningbo Deye Inverter Technology Co | SUN-12K-SG04LP3-AU | Deye | 20/04/2029
2024-07-04 | HBS13190 | NINGBO DEYE ESS TECHNOLOGY CO., LTD AI-W5.1-B (x3) w/ Ningbo Deye Inverter Technology Co SUN-12K-SG04LP3-AU Deye/Eastron/CHNT SDM630/DTSU666 | 13.8 |  |  | NINGBO DEYE ESS TECHNOLOGY CO., LTD | AI-W5.1-B | 3 | Ningbo Deye Inverter Technology Co | SUN-12K-SG04LP3-AU | Deye | 20/04/2029
2024-07-04 | HBS13191 | NINGBO DEYE ESS TECHNOLOGY CO., LTD AI-W5.1-B (x4) w/ Ningbo Deye Inverter Technology Co SUN-12K-SG04LP3-AU Deye/Eastron/CHNT SDM630/DTSU666 | 18.4 |  |  | NINGBO DEYE ESS TECHNOLOGY CO., LTD | AI-W5.1-B | 4 | Ningbo Deye Inverter Technology Co | SUN-12K-SG04LP3-AU | Deye | 20/04/2029
2024-07-04 | HBS13192 | NINGBO DEYE ESS TECHNOLOGY CO., LTD AI-W5.1-B (x5) w/ Ningbo Deye Inverter Technology Co SUN-12K-SG04LP3-AU Deye/Eastron/CHNT SDM630/DTSU666 | 23 |  |  | NINGBO DEYE ESS TECHNOLOGY CO., LTD | AI-W5.1-B | 5 | Ningbo Deye Inverter Technology Co | SUN-12K-SG04LP3-AU | Deye | 20/04/2029
2024-07-04 | HBS13193 | NINGBO DEYE ESS TECHNOLOGY CO., LTD AI-W5.1-B (x6) w/ Ningbo Deye Inverter Technology Co SUN-12K-SG04LP3-AU Deye/Eastron/CHNT SDM630/DTSU666 | 27.6 |  |  | NINGBO DEYE ESS TECHNOLOGY CO., LTD | AI-W5.1-B | 6 | Ningbo Deye Inverter Technology Co | SUN-12K-SG04LP3-AU | Deye | 20/04/2029
2024-07-04 | HBS13194 | NINGBO DEYE ESS TECHNOLOGY CO., LTD RW-M6.1-B (x2) w/ Ningbo Deye Inverter Technology Co SUN-3K-SG04LP1-AU Deye/Eastron/CHNT SDM230/DDSU666 | 11.06 |  |  | NINGBO DEYE ESS TECHNOLOGY CO., LTD | RW-M6.1-B | 2 | Ningbo Deye Inverter Technology Co | SUN-3K-SG04LP1-AU | Deye | 15/08/2025
2024-07-04 | HBS13195 | NINGBO DEYE ESS TECHNOLOGY CO., LTD RW-M6.1-B (x3) w/ Ningbo Deye Inverter Technology Co SUN-3K-SG04LP1-AU Deye/Eastron/CHNT SDM230/DDSU666 | 16.59 |  |  | NINGBO DEYE ESS TECHNOLOGY CO., LTD | RW-M6.1-B | 3 | Ningbo Deye Inverter Technology Co | SUN-3K-SG04LP1-AU | Deye | 15/08/2025
2024-07-04 | HBS13196 | NINGBO DEYE ESS TECHNOLOGY CO., LTD RW-M6.1-B (x4) w/ Ningbo Deye Inverter Technology Co SUN-3K-SG04LP1-AU Deye/Eastron/CHNT SDM230/DDSU666 | 22.12 |  |  | NINGBO DEYE ESS TECHNOLOGY CO., LTD | RW-M6.1-B | 4 | Ningbo Deye Inverter Technology Co | SUN-3K-SG04LP1-AU | Deye | 15/08/2025
2024-07-04 | HBS13197 | NINGBO DEYE ESS TECHNOLOGY CO., LTD RW-M6.1-B (x5) w/ Ningbo Deye Inverter Technology Co SUN-3K-SG04LP1-AU Deye/Eastron/CHNT SDM230/DDSU666 | 27.65 |  |  | NINGBO DEYE ESS TECHNOLOGY CO., LTD | RW-M6.1-B | 5 | Ningbo Deye Inverter Technology Co | SUN-3K-SG04LP1-AU | Deye | 15/08/2025
2024-07-04 | HBS13198 | NINGBO DEYE ESS TECHNOLOGY CO., LTD RW-M6.1-B (x6) w/ Ningbo Deye Inverter Technology Co SUN-3K-SG04LP1-AU Deye/Eastron/CHNT SDM230/DDSU666 | 33.18 |  |  | NINGBO DEYE ESS TECHNOLOGY CO., LTD | RW-M6.1-B | 6 | Ningbo Deye Inverter Technology Co | SUN-3K-SG04LP1-AU | Deye | 15/08/2025
2024-07-04 | HBS13199 | NINGBO DEYE ESS TECHNOLOGY CO., LTD RW-M6.1-B (x2) w/ Ningbo Deye Inverter Technology Co SUN-3.6K-SG04LP1-AU Deye/Eastron/CHNT SDM230/DDSU666 | 11.06 |  |  | NINGBO DEYE ESS TECHNOLOGY CO., LTD | RW-M6.1-B | 2 | Ningbo Deye Inverter Technology Co | SUN-3.6K-SG04LP1-AU | Deye | 15/08/2027
2024-07-04 | HBS13200 | NINGBO DEYE ESS TECHNOLOGY CO., LTD RW-M6.1-B (x3) w/ Ningbo Deye Inverter Technology Co SUN-3.6K-SG04LP1-AU Deye/Eastron/CHNT SDM230/DDSU666 | 16.59 |  |  | NINGBO DEYE ESS TECHNOLOGY CO., LTD | RW-M6.1-B | 3 | Ningbo Deye Inverter Technology Co | SUN-3.6K-SG04LP1-AU | Deye | 15/08/2027
2024-07-04 | HBS13201 | NINGBO DEYE ESS TECHNOLOGY CO., LTD RW-M6.1-B (x4) w/ Ningbo Deye Inverter Technology Co SUN-3.6K-SG04LP1-AU Deye/Eastron/CHNT SDM230/DDSU666 | 22.12 |  |  | NINGBO DEYE ESS TECHNOLOGY CO., LTD | RW-M6.1-B | 4 | Ningbo Deye Inverter Technology Co | SUN-3.6K-SG04LP1-AU | Deye | 15/08/2027
2024-07-04 | HBS13202 | NINGBO DEYE ESS TECHNOLOGY CO., LTD RW-M6.1-B (x5) w/ Ningbo Deye Inverter Technology Co SUN-3.6K-SG04LP1-AU Deye/Eastron/CHNT SDM230/DDSU666 | 27.65 |  |  | NINGBO DEYE ESS TECHNOLOGY CO., LTD | RW-M6.1-B | 5 | Ningbo Deye Inverter Technology Co | SUN-3.6K-SG04LP1-AU | Deye | 15/08/2027
2024-07-04 | HBS13203 | NINGBO DEYE ESS TECHNOLOGY CO., LTD RW-M6.1-B (x6) w/ Ningbo Deye Inverter Technology Co SUN-3.6K-SG04LP1-AU Deye/Eastron/CHNT SDM230/DDSU666 | 33.18 |  |  | NINGBO DEYE ESS TECHNOLOGY CO., LTD | RW-M6.1-B | 6 | Ningbo Deye Inverter Technology Co | SUN-3.6K-SG04LP1-AU | Deye | 15/08/2027
2024-07-04 | HBS13204 | NINGBO DEYE ESS TECHNOLOGY CO., LTD RW-M6.1-B (x2) w/ Ningbo Deye Inverter Technology Co SUN-5K-SG04LP1-AU Deye/Eastron/CHNT SDM230/DDSU666 | 11.06 |  |  | NINGBO DEYE ESS TECHNOLOGY CO., LTD | RW-M6.1-B | 2 | Ningbo Deye Inverter Technology Co | SUN-5K-SG04LP1-AU | Deye | 15/08/2028
2024-07-04 | HBS13205 | NINGBO DEYE ESS TECHNOLOGY CO., LTD RW-M6.1-B (x3) w/ Ningbo Deye Inverter Technology Co SUN-5K-SG04LP1-AU Deye/Eastron/CHNT SDM230/DDSU666 | 16.59 |  |  | NINGBO DEYE ESS TECHNOLOGY CO., LTD | RW-M6.1-B | 3 | Ningbo Deye Inverter Technology Co | SUN-5K-SG04LP1-AU | Deye | 15/08/2028
2024-07-04 | HBS13206 | NINGBO DEYE ESS TECHNOLOGY CO., LTD RW-M6.1-B (x4) w/ Ningbo Deye Inverter Technology Co SUN-5K-SG04LP1-AU Deye/Eastron/CHNT SDM230/DDSU666 | 22.12 |  |  | NINGBO DEYE ESS TECHNOLOGY CO., LTD | RW-M6.1-B | 4 | Ningbo Deye Inverter Technology Co | SUN-5K-SG04LP1-AU | Deye | 15/08/2028
2024-07-04 | HBS13207 | NINGBO DEYE ESS TECHNOLOGY CO., LTD RW-M6.1-B (x5) w/ Ningbo Deye Inverter Technology Co SUN-5K-SG04LP1-AU Deye/Eastron/CHNT SDM230/DDSU666 | 27.65 |  |  | NINGBO DEYE ESS TECHNOLOGY CO., LTD | RW-M6.1-B | 5 | Ningbo Deye Inverter Technology Co | SUN-5K-SG04LP1-AU | Deye | 15/08/2028
2024-07-04 | HBS13208 | NINGBO DEYE ESS TECHNOLOGY CO., LTD RW-M6.1-B (x6) w/ Ningbo Deye Inverter Technology Co SUN-5K-SG04LP1-AU Deye/Eastron/CHNT SDM230/DDSU666 | 33.18 |  |  | NINGBO DEYE ESS TECHNOLOGY CO., LTD | RW-M6.1-B | 6 | Ningbo Deye Inverter Technology Co | SUN-5K-SG04LP1-AU | Deye | 15/08/2028
2024-07-04 | HBS13209 | NINGBO DEYE ESS TECHNOLOGY CO., LTD RW-M6.1-B (x2) w/ Ningbo Deye Inverter Technology Co SUN-6K-SG04LP1-AU Deye/Eastron/CHNT SDM230/DDSU666 | 11.06 |  |  | NINGBO DEYE ESS TECHNOLOGY CO., LTD | RW-M6.1-B | 2 | Ningbo Deye Inverter Technology Co | SUN-6K-SG04LP1-AU | Deye | 15/08/2029
2024-07-04 | HBS13210 | NINGBO DEYE ESS TECHNOLOGY CO., LTD RW-M6.1-B (x3) w/ Ningbo Deye Inverter Technology Co SUN-6K-SG04LP1-AU Deye/Eastron/CHNT SDM230/DDSU666 | 16.59 |  |  | NINGBO DEYE ESS TECHNOLOGY CO., LTD | RW-M6.1-B | 3 | Ningbo Deye Inverter Technology Co | SUN-6K-SG04LP1-AU | Deye | 15/08/2029
2024-07-04 | HBS13211 | NINGBO DEYE ESS TECHNOLOGY CO., LTD RW-M6.1-B (x4) w/ Ningbo Deye Inverter Technology Co SUN-6K-SG04LP1-AU Deye/Eastron/CHNT SDM230/DDSU666 | 22.12 |  |  | NINGBO DEYE ESS TECHNOLOGY CO., LTD | RW-M6.1-B | 4 | Ningbo Deye Inverter Technology Co | SUN-6K-SG04LP1-AU | Deye | 15/08/2029
2024-07-04 | HBS13212 | NINGBO DEYE ESS TECHNOLOGY CO., LTD RW-M6.1-B (x5) w/ Ningbo Deye Inverter Technology Co SUN-6K-SG04LP1-AU Deye/Eastron/CHNT SDM230/DDSU666 | 27.65 |  |  | NINGBO DEYE ESS TECHNOLOGY CO., LTD | RW-M6.1-B | 5 | Ningbo Deye Inverter Technology Co | SUN-6K-SG04LP1-AU | Deye | 15/08/2029
2024-07-04 | HBS13213 | NINGBO DEYE ESS TECHNOLOGY CO., LTD RW-M6.1-B (x6) w/ Ningbo Deye Inverter Technology Co SUN-6K-SG04LP1-AU Deye/Eastron/CHNT SDM230/DDSU666 | 33.18 |  |  | NINGBO DEYE ESS TECHNOLOGY CO., LTD | RW-M6.1-B | 6 | Ningbo Deye Inverter Technology Co | SUN-6K-SG04LP1-AU | Deye | 15/08/2029
2024-07-04 | HBS13214 | NINGBO DEYE ESS TECHNOLOGY CO., LTD RW-M6.1-B (x2) w/ Ningbo Deye Inverter Technology Co SUN-7.6K-SG05LP1-AU Deye/Eastron/CHNT SDM230/DDSU666 | 11.06 |  |  | NINGBO DEYE ESS TECHNOLOGY CO., LTD | RW-M6.1-B | 2 | Ningbo Deye Inverter Technology Co | SUN-7.6K-SG05LP1-AU | Deye | 05/09/2025
2024-07-04 | HBS13215 | NINGBO DEYE ESS TECHNOLOGY CO., LTD RW-M6.1-B (x3) w/ Ningbo Deye Inverter Technology Co SUN-7.6K-SG05LP1-AU Deye/Eastron/CHNT SDM230/DDSU666 | 16.59 |  |  | NINGBO DEYE ESS TECHNOLOGY CO., LTD | RW-M6.1-B | 3 | Ningbo Deye Inverter Technology Co | SUN-7.6K-SG05LP1-AU | Deye | 05/09/2025
2024-07-04 | HBS13216 | NINGBO DEYE ESS TECHNOLOGY CO., LTD RW-M6.1-B (x4) w/ Ningbo Deye Inverter Technology Co SUN-7.6K-SG05LP1-AU Deye/Eastron/CHNT SDM230/DDSU666 | 22.12 |  |  | NINGBO DEYE ESS TECHNOLOGY CO., LTD | RW-M6.1-B | 4 | Ningbo Deye Inverter Technology Co | SUN-7.6K-SG05LP1-AU | Deye | 05/09/2025
2024-07-04 | HBS13217 | NINGBO DEYE ESS TECHNOLOGY CO., LTD RW-M6.1-B (x5) w/ Ningbo Deye Inverter Technology Co SUN-7.6K-SG05LP1-AU Deye/Eastron/CHNT SDM230/DDSU666 | 27.65 |  |  | NINGBO DEYE ESS TECHNOLOGY CO., LTD | RW-M6.1-B | 5 | Ningbo Deye Inverter Technology Co | SUN-7.6K-SG05LP1-AU | Deye | 05/09/2025
2024-07-04 | HBS13218 | NINGBO DEYE ESS TECHNOLOGY CO., LTD RW-M6.1-B (x6) w/ Ningbo Deye Inverter Technology Co SUN-7.6K-SG05LP1-AU Deye/Eastron/CHNT SDM230/DDSU666 | 33.18 |  |  | NINGBO DEYE ESS TECHNOLOGY CO., LTD | RW-M6.1-B | 6 | Ningbo Deye Inverter Technology Co | SUN-7.6K-SG05LP1-AU | Deye | 05/09/2025
2024-07-04 | HBS13219 | NINGBO DEYE ESS TECHNOLOGY CO., LTD RW-M6.1-B (x2) w/ Ningbo Deye Inverter Technology Co SUN-8K-SG05LP1-AU Deye/Eastron/CHNT SDM230/DDSU666 | 11.06 |  |  | NINGBO DEYE ESS TECHNOLOGY CO., LTD | RW-M6.1-B | 2 | Ningbo Deye Inverter Technology Co | SUN-8K-SG05LP1-AU | Deye | 05/09/2026
2024-07-04 | HBS13220 | NINGBO DEYE ESS TECHNOLOGY CO., LTD RW-M6.1-B (x3) w/ Ningbo Deye Inverter Technology Co SUN-8K-SG05LP1-AU Deye/Eastron/CHNT SDM230/DDSU666 | 16.59 |  |  | NINGBO DEYE ESS TECHNOLOGY CO., LTD | RW-M6.1-B | 3 | Ningbo Deye Inverter Technology Co | SUN-8K-SG05LP1-AU | Deye | 05/09/2026
2024-07-04 | HBS13221 | NINGBO DEYE ESS TECHNOLOGY CO., LTD RW-M6.1-B (x4) w/ Ningbo Deye Inverter Technology Co SUN-8K-SG05LP1-AU Deye/Eastron/CHNT SDM230/DDSU666 | 22.12 |  |  | NINGBO DEYE ESS TECHNOLOGY CO., LTD | RW-M6.1-B | 4 | Ningbo Deye Inverter Technology Co | SUN-8K-SG05LP1-AU | Deye | 05/09/2026
2024-07-04 | HBS13222 | NINGBO DEYE ESS TECHNOLOGY CO., LTD RW-M6.1-B (x5) w/ Ningbo Deye Inverter Technology Co SUN-8K-SG05LP1-AU Deye/Eastron/CHNT SDM230/DDSU666 | 27.65 |  |  | NINGBO DEYE ESS TECHNOLOGY CO., LTD | RW-M6.1-B | 5 | Ningbo Deye Inverter Technology Co | SUN-8K-SG05LP1-AU | Deye | 05/09/2026
2024-07-04 | HBS13223 | NINGBO DEYE ESS TECHNOLOGY CO., LTD RW-M6.1-B (x6) w/ Ningbo Deye Inverter Technology Co SUN-8K-SG05LP1-AU Deye/Eastron/CHNT SDM230/DDSU666 | 33.18 |  |  | NINGBO DEYE ESS TECHNOLOGY CO., LTD | RW-M6.1-B | 6 | Ningbo Deye Inverter Technology Co | SUN-8K-SG05LP1-AU | Deye | 05/09/2026
2024-07-04 | HBS13224 | NINGBO DEYE ESS TECHNOLOGY CO., LTD RW-M6.1-B (x2) w/ Ningbo Deye Inverter Technology Co SUN-12K-SG01LP1-AU-AM3 Deye/Eastron/CHNT SDM230/DDSU666 | 11.06 |  |  | NINGBO DEYE ESS TECHNOLOGY CO., LTD | RW-M6.1-B | 2 | Ningbo Deye Inverter Technology Co | SUN-12K-SG01LP1-AU-AM3 | Deye | 26/03/2027
2024-07-04 | HBS13225 | NINGBO DEYE ESS TECHNOLOGY CO., LTD RW-M6.1-B (x3) w/ Ningbo Deye Inverter Technology Co SUN-12K-SG01LP1-AU-AM3 Deye/Eastron/CHNT SDM230/DDSU666 | 16.59 |  |  | NINGBO DEYE ESS TECHNOLOGY CO., LTD | RW-M6.1-B | 3 | Ningbo Deye Inverter Technology Co | SUN-12K-SG01LP1-AU-AM3 | Deye | 26/03/2027
2024-07-04 | HBS13226 | NINGBO DEYE ESS TECHNOLOGY CO., LTD RW-M6.1-B (x4) w/ Ningbo Deye Inverter Technology Co SUN-12K-SG01LP1-AU-AM3 Deye/Eastron/CHNT SDM230/DDSU666 | 22.12 |  |  | NINGBO DEYE ESS TECHNOLOGY CO., LTD | RW-M6.1-B | 4 | Ningbo Deye Inverter Technology Co | SUN-12K-SG01LP1-AU-AM3 | Deye | 26/03/2027
2024-07-04 | HBS13227 | NINGBO DEYE ESS TECHNOLOGY CO., LTD RW-M6.1-B (x5) w/ Ningbo Deye Inverter Technology Co SUN-12K-SG01LP1-AU-AM3 Deye/Eastron/CHNT SDM230/DDSU666 | 27.65 |  |  | NINGBO DEYE ESS TECHNOLOGY CO., LTD | RW-M6.1-B | 5 | Ningbo Deye Inverter Technology Co | SUN-12K-SG01LP1-AU-AM3 | Deye | 26/03/2027
2024-07-04 | HBS13228 | NINGBO DEYE ESS TECHNOLOGY CO., LTD RW-M6.1-B (x6) w/ Ningbo Deye Inverter Technology Co SUN-12K-SG01LP1-AU-AM3 Deye/Eastron/CHNT SDM230/DDSU666 | 33.18 |  |  | NINGBO DEYE ESS TECHNOLOGY CO., LTD | RW-M6.1-B | 6 | Ningbo Deye Inverter Technology Co | SUN-12K-SG01LP1-AU-AM3 | Deye | 26/03/2027
2024-07-04 | HBS13229 | NINGBO DEYE ESS TECHNOLOGY CO., LTD RW-M6.1-B (x2) w/ Ningbo Deye Inverter Technology Co SUN-14K-SG01LP1-AU-AM3 Deye/Eastron/CHNT SDM230/DDSU666 | 11.06 |  |  | NINGBO DEYE ESS TECHNOLOGY CO., LTD | RW-M6.1-B | 2 | Ningbo Deye Inverter Technology Co | SUN-14K-SG01LP1-AU-AM3 | Deye | 26/03/2028
2024-07-04 | HBS13230 | NINGBO DEYE ESS TECHNOLOGY CO., LTD RW-M6.1-B (x3) w/ Ningbo Deye Inverter Technology Co SUN-14K-SG01LP1-AU-AM3 Deye/Eastron/CHNT SDM230/DDSU666 | 16.59 |  |  | NINGBO DEYE ESS TECHNOLOGY CO., LTD | RW-M6.1-B | 3 | Ningbo Deye Inverter Technology Co | SUN-14K-SG01LP1-AU-AM3 | Deye | 26/03/2028
2024-07-04 | HBS13231 | NINGBO DEYE ESS TECHNOLOGY CO., LTD RW-M6.1-B (x4) w/ Ningbo Deye Inverter Technology Co SUN-14K-SG01LP1-AU-AM3 Deye/Eastron/CHNT SDM230/DDSU666 | 22.12 |  |  | NINGBO DEYE ESS TECHNOLOGY CO., LTD | RW-M6.1-B | 4 | Ningbo Deye Inverter Technology Co | SUN-14K-SG01LP1-AU-AM3 | Deye | 26/03/2028
2024-07-04 | HBS13232 | NINGBO DEYE ESS TECHNOLOGY CO., LTD RW-M6.1-B (x5) w/ Ningbo Deye Inverter Technology Co SUN-14K-SG01LP1-AU-AM3 Deye/Eastron/CHNT SDM230/DDSU666 | 27.65 |  |  | NINGBO DEYE ESS TECHNOLOGY CO., LTD | RW-M6.1-B | 5 | Ningbo Deye Inverter Technology Co | SUN-14K-SG01LP1-AU-AM3 | Deye | 26/03/2028
2024-07-04 | HBS13233 | NINGBO DEYE ESS TECHNOLOGY CO., LTD RW-M6.1-B (x6) w/ Ningbo Deye Inverter Technology Co SUN-14K-SG01LP1-AU-AM3 Deye/Eastron/CHNT SDM230/DDSU666 | 33.18 |  |  | NINGBO DEYE ESS TECHNOLOGY CO., LTD | RW-M6.1-B | 6 | Ningbo Deye Inverter Technology Co | SUN-14K-SG01LP1-AU-AM3 | Deye | 26/03/2028
2024-07-04 | HBS13234 | NINGBO DEYE ESS TECHNOLOGY CO., LTD RW-M6.1-B (x2) w/ Ningbo Deye Inverter Technology Co SUN-16K-SG01LP1- AU-AM3 Deye/Eastron/CHNT SDM230/DDSU666 | 11.06 |  |  | NINGBO DEYE ESS TECHNOLOGY CO., LTD | RW-M6.1-B | 2 | Ningbo Deye Inverter Technology Co | SUN-16K-SG01LP1- AU-AM3 | Deye | 26/03/2029
2024-07-04 | HBS13235 | NINGBO DEYE ESS TECHNOLOGY CO., LTD RW-M6.1-B (x3) w/ Ningbo Deye Inverter Technology Co SUN-16K-SG01LP1- AU-AM3 Deye/Eastron/CHNT SDM230/DDSU666 | 16.59 |  |  | NINGBO DEYE ESS TECHNOLOGY CO., LTD | RW-M6.1-B | 3 | Ningbo Deye Inverter Technology Co | SUN-16K-SG01LP1- AU-AM3 | Deye | 26/03/2029
2024-07-04 | HBS13236 | NINGBO DEYE ESS TECHNOLOGY CO., LTD RW-M6.1-B (x4) w/ Ningbo Deye Inverter Technology Co SUN-16K-SG01LP1- AU-AM3 Deye/Eastron/CHNT SDM230/DDSU666 | 22.12 |  |  | NINGBO DEYE ESS TECHNOLOGY CO., LTD | RW-M6.1-B | 4 | Ningbo Deye Inverter Technology Co | SUN-16K-SG01LP1- AU-AM3 | Deye | 26/03/2029
2024-07-04 | HBS13237 | NINGBO DEYE ESS TECHNOLOGY CO., LTD RW-M6.1-B (x5) w/ Ningbo Deye Inverter Technology Co SUN-16K-SG01LP1- AU-AM3 Deye/Eastron/CHNT SDM230/DDSU666 | 27.65 |  |  | NINGBO DEYE ESS TECHNOLOGY CO., LTD | RW-M6.1-B | 5 | Ningbo Deye Inverter Technology Co | SUN-16K-SG01LP1- AU-AM3 | Deye | 26/03/2029
2024-07-04 | HBS13238 | NINGBO DEYE ESS TECHNOLOGY CO., LTD RW-M6.1-B (x6) w/ Ningbo Deye Inverter Technology Co SUN-16K-SG01LP1- AU-AM3 Deye/Eastron/CHNT SDM230/DDSU666 | 33.18 |  |  | NINGBO DEYE ESS TECHNOLOGY CO., LTD | RW-M6.1-B | 6 | Ningbo Deye Inverter Technology Co | SUN-16K-SG01LP1- AU-AM3 | Deye | 26/03/2029
2024-07-04 | HBS13239 | NINGBO DEYE ESS TECHNOLOGY CO., LTD RW-M6.1-B (x2) w/ Ningbo Deye Inverter Technology Co SUN-5K-SG04LP3-AU Deye/Eastron/CHNT SDM630/DTSU666 | 11.06 |  |  | NINGBO DEYE ESS TECHNOLOGY CO., LTD | RW-M6.1-B | 2 | Ningbo Deye Inverter Technology Co | SUN-5K-SG04LP3-AU | Deye | 20/04/2025
2024-07-04 | HBS13240 | NINGBO DEYE ESS TECHNOLOGY CO., LTD RW-M6.1-B (x3) w/ Ningbo Deye Inverter Technology Co SUN-5K-SG04LP3-AU Deye/Eastron/CHNT SDM630/DTSU666 | 16.59 |  |  | NINGBO DEYE ESS TECHNOLOGY CO., LTD | RW-M6.1-B | 3 | Ningbo Deye Inverter Technology Co | SUN-5K-SG04LP3-AU | Deye | 20/04/2025
2024-07-04 | HBS13241 | NINGBO DEYE ESS TECHNOLOGY CO., LTD RW-M6.1-B (x4) w/ Ningbo Deye Inverter Technology Co SUN-5K-SG04LP3-AU Deye/Eastron/CHNT SDM630/DTSU666 | 22.12 |  |  | NINGBO DEYE ESS TECHNOLOGY CO., LTD | RW-M6.1-B | 4 | Ningbo Deye Inverter Technology Co | SUN-5K-SG04LP3-AU | Deye | 20/04/2025
2024-07-04 | HBS13242 | NINGBO DEYE ESS TECHNOLOGY CO., LTD RW-M6.1-B (x5) w/ Ningbo Deye Inverter Technology Co SUN-5K-SG04LP3-AU Deye/Eastron/CHNT SDM630/DTSU666 | 27.65 |  |  | NINGBO DEYE ESS TECHNOLOGY CO., LTD | RW-M6.1-B | 5 | Ningbo Deye Inverter Technology Co | SUN-5K-SG04LP3-AU | Deye | 20/04/2025
2024-07-04 | HBS13243 | NINGBO DEYE ESS TECHNOLOGY CO., LTD RW-M6.1-B (x6) w/ Ningbo Deye Inverter Technology Co SUN-5K-SG04LP3-AU Deye/Eastron/CHNT SDM630/DTSU666 | 33.18 |  |  | NINGBO DEYE ESS TECHNOLOGY CO., LTD | RW-M6.1-B | 6 | Ningbo Deye Inverter Technology Co | SUN-5K-SG04LP3-AU | Deye | 20/04/2025
2024-07-04 | HBS13244 | NINGBO DEYE ESS TECHNOLOGY CO., LTD RW-M6.1-B (x2) w/ Ningbo Deye Inverter Technology Co SUN-6K-SG04LP3-AU Deye/Eastron/CHNT SDM630/DTSU666 | 11.06 |  |  | NINGBO DEYE ESS TECHNOLOGY CO., LTD | RW-M6.1-B | 2 | Ningbo Deye Inverter Technology Co | SUN-6K-SG04LP3-AU | Deye | 20/04/2026
2024-07-04 | HBS13245 | NINGBO DEYE ESS TECHNOLOGY CO., LTD RW-M6.1-B (x3) w/ Ningbo Deye Inverter Technology Co SUN-6K-SG04LP3-AU Deye/Eastron/CHNT SDM630/DTSU666 | 16.59 |  |  | NINGBO DEYE ESS TECHNOLOGY CO., LTD | RW-M6.1-B | 3 | Ningbo Deye Inverter Technology Co | SUN-6K-SG04LP3-AU | Deye | 20/04/2026
2024-07-04 | HBS13246 | NINGBO DEYE ESS TECHNOLOGY CO., LTD RW-M6.1-B (x4) w/ Ningbo Deye Inverter Technology Co SUN-6K-SG04LP3-AU Deye/Eastron/CHNT SDM630/DTSU666 | 22.12 |  |  | NINGBO DEYE ESS TECHNOLOGY CO., LTD | RW-M6.1-B | 4 | Ningbo Deye Inverter Technology Co | SUN-6K-SG04LP3-AU | Deye | 20/04/2026
2024-07-04 | HBS13247 | NINGBO DEYE ESS TECHNOLOGY CO., LTD RW-M6.1-B (x5) w/ Ningbo Deye Inverter Technology Co SUN-6K-SG04LP3-AU Deye/Eastron/CHNT SDM630/DTSU666 | 27.65 |  |  | NINGBO DEYE ESS TECHNOLOGY CO., LTD | RW-M6.1-B | 5 | Ningbo Deye Inverter Technology Co | SUN-6K-SG04LP3-AU | Deye | 20/04/2026
2024-07-04 | HBS13248 | NINGBO DEYE ESS TECHNOLOGY CO., LTD RW-M6.1-B (x6) w/ Ningbo Deye Inverter Technology Co SUN-6K-SG04LP3-AU Deye/Eastron/CHNT SDM630/DTSU666 | 33.18 |  |  | NINGBO DEYE ESS TECHNOLOGY CO., LTD | RW-M6.1-B | 6 | Ningbo Deye Inverter Technology Co | SUN-6K-SG04LP3-AU | Deye | 20/04/2026
2024-07-04 | HBS13249 | NINGBO DEYE ESS TECHNOLOGY CO., LTD RW-M6.1-B (x2) w/ Ningbo Deye Inverter Technology Co SUN-8K-SG04LP3-AU Deye/Eastron/CHNT SDM630/DTSU666 | 11.06 |  |  | NINGBO DEYE ESS TECHNOLOGY CO., LTD | RW-M6.1-B | 2 | Ningbo Deye Inverter Technology Co | SUN-8K-SG04LP3-AU | Deye | 20/04/2027
2024-07-04 | HBS13250 | NINGBO DEYE ESS TECHNOLOGY CO., LTD RW-M6.1-B (x3) w/ Ningbo Deye Inverter Technology Co SUN-8K-SG04LP3-AU Deye/Eastron/CHNT SDM630/DTSU666 | 16.59 |  |  | NINGBO DEYE ESS TECHNOLOGY CO., LTD | RW-M6.1-B | 3 | Ningbo Deye Inverter Technology Co | SUN-8K-SG04LP3-AU | Deye | 20/04/2027
2024-07-04 | HBS13251 | NINGBO DEYE ESS TECHNOLOGY CO., LTD RW-M6.1-B (x4) w/ Ningbo Deye Inverter Technology Co SUN-8K-SG04LP3-AU Deye/Eastron/CHNT SDM630/DTSU666 | 22.12 |  |  | NINGBO DEYE ESS TECHNOLOGY CO., LTD | RW-M6.1-B | 4 | Ningbo Deye Inverter Technology Co | SUN-8K-SG04LP3-AU | Deye | 20/04/2027
2024-07-04 | HBS13252 | NINGBO DEYE ESS TECHNOLOGY CO., LTD RW-M6.1-B (x5) w/ Ningbo Deye Inverter Technology Co SUN-8K-SG04LP3-AU Deye/Eastron/CHNT SDM630/DTSU666 | 27.65 |  |  | NINGBO DEYE ESS TECHNOLOGY CO., LTD | RW-M6.1-B | 5 | Ningbo Deye Inverter Technology Co | SUN-8K-SG04LP3-AU | Deye | 20/04/2027
2024-07-04 | HBS13253 | NINGBO DEYE ESS TECHNOLOGY CO., LTD RW-M6.1-B (x6) w/ Ningbo Deye Inverter Technology Co SUN-8K-SG04LP3-AU Deye/Eastron/CHNT SDM630/DTSU666 | 33.18 |  |  | NINGBO DEYE ESS TECHNOLOGY CO., LTD | RW-M6.1-B | 6 | Ningbo Deye Inverter Technology Co | SUN-8K-SG04LP3-AU | Deye | 20/04/2027
2024-07-04 | HBS13254 | NINGBO DEYE ESS TECHNOLOGY CO., LTD RW-M6.1-B (x2) w/ Ningbo Deye Inverter Technology Co SUN-10K-SG04LP3-AU Deye/Eastron/CHNT SDM630/DTSU666 | 11.06 |  |  | NINGBO DEYE ESS TECHNOLOGY CO., LTD | RW-M6.1-B | 2 | Ningbo Deye Inverter Technology Co | SUN-10K-SG04LP3-AU | Deye | 20/04/2028
2024-07-04 | HBS13255 | NINGBO DEYE ESS TECHNOLOGY CO., LTD RW-M6.1-B (x3) w/ Ningbo Deye Inverter Technology Co SUN-10K-SG04LP3-AU Deye/Eastron/CHNT SDM630/DTSU666 | 16.59 |  |  | NINGBO DEYE ESS TECHNOLOGY CO., LTD | RW-M6.1-B | 3 | Ningbo Deye Inverter Technology Co | SUN-10K-SG04LP3-AU | Deye | 20/04/2028
2024-07-04 | HBS13256 | NINGBO DEYE ESS TECHNOLOGY CO., LTD RW-M6.1-B (x4) w/ Ningbo Deye Inverter Technology Co SUN-10K-SG04LP3-AU Deye/Eastron/CHNT SDM630/DTSU666 | 22.12 |  |  | NINGBO DEYE ESS TECHNOLOGY CO., LTD | RW-M6.1-B | 4 | Ningbo Deye Inverter Technology Co | SUN-10K-SG04LP3-AU | Deye | 20/04/2028
2024-07-04 | HBS13257 | NINGBO DEYE ESS TECHNOLOGY CO., LTD RW-M6.1-B (x5) w/ Ningbo Deye Inverter Technology Co SUN-10K-SG04LP3-AU Deye/Eastron/CHNT SDM630/DTSU666 | 27.65 |  |  | NINGBO DEYE ESS TECHNOLOGY CO., LTD | RW-M6.1-B | 5 | Ningbo Deye Inverter Technology Co | SUN-10K-SG04LP3-AU | Deye | 20/04/2028
2024-07-04 | HBS13258 | NINGBO DEYE ESS TECHNOLOGY CO., LTD RW-M6.1-B (x6) w/ Ningbo Deye Inverter Technology Co SUN-10K-SG04LP3-AU Deye/Eastron/CHNT SDM630/DTSU666 | 33.18 |  |  | NINGBO DEYE ESS TECHNOLOGY CO., LTD | RW-M6.1-B | 6 | Ningbo Deye Inverter Technology Co | SUN-10K-SG04LP3-AU | Deye | 20/04/2028
2024-07-04 | HBS13259 | NINGBO DEYE ESS TECHNOLOGY CO., LTD RW-M6.1-B (x2) w/ Ningbo Deye Inverter Technology Co SUN-12K-SG04LP3-AU Deye/Eastron/CHNT SDM630/DTSU666 | 11.06 |  |  | NINGBO DEYE ESS TECHNOLOGY CO., LTD | RW-M6.1-B | 2 | Ningbo Deye Inverter Technology Co | SUN-12K-SG04LP3-AU | Deye | 20/04/2029
2024-07-04 | HBS13260 | NINGBO DEYE ESS TECHNOLOGY CO., LTD RW-M6.1-B (x3) w/ Ningbo Deye Inverter Technology Co SUN-12K-SG04LP3-AU Deye/Eastron/CHNT SDM630/DTSU666 | 16.59 |  |  | NINGBO DEYE ESS TECHNOLOGY CO., LTD | RW-M6.1-B | 3 | Ningbo Deye Inverter Technology Co | SUN-12K-SG04LP3-AU | Deye | 20/04/2029
2024-07-04 | HBS13261 | NINGBO DEYE ESS TECHNOLOGY CO., LTD RW-M6.1-B (x4) w/ Ningbo Deye Inverter Technology Co SUN-12K-SG04LP3-AU Deye/Eastron/CHNT SDM630/DTSU666 | 22.12 |  |  | NINGBO DEYE ESS TECHNOLOGY CO., LTD | RW-M6.1-B | 4 | Ningbo Deye Inverter Technology Co | SUN-12K-SG04LP3-AU | Deye | 20/04/2029
2024-07-04 | HBS13262 | NINGBO DEYE ESS TECHNOLOGY CO., LTD RW-M6.1-B (x5) w/ Ningbo Deye Inverter Technology Co SUN-12K-SG04LP3-AU Deye/Eastron/CHNT SDM630/DTSU666 | 27.65 |  |  | NINGBO DEYE ESS TECHNOLOGY CO., LTD | RW-M6.1-B | 5 | Ningbo Deye Inverter Technology Co | SUN-12K-SG04LP3-AU | Deye | 20/04/2029
2024-07-04 | HBS13263 | NINGBO DEYE ESS TECHNOLOGY CO., LTD RW-M6.1-B (x6) w/ Ningbo Deye Inverter Technology Co SUN-12K-SG04LP3-AU Deye/Eastron/CHNT SDM630/DTSU666 | 33.18 |  |  | NINGBO DEYE ESS TECHNOLOGY CO., LTD | RW-M6.1-B | 6 | Ningbo Deye Inverter Technology Co | SUN-12K-SG04LP3-AU | Deye | 20/04/2029
2024-07-04 | HBS13264 | NINGBO DEYE ESS TECHNOLOGY CO., LTD RW-F10.2 (x1) w/ Ningbo Deye Inverter Technology Co SUN-3K-SG04LP1-AU Deye/Eastron/CHNT SDM230/DDSU666 | 9.2 |  |  | NINGBO DEYE ESS TECHNOLOGY CO., LTD | RW-F10.2 | 1 | Ningbo Deye Inverter Technology Co | SUN-3K-SG04LP1-AU | Deye | 15/08/2025
2024-07-04 | HBS13265 | NINGBO DEYE ESS TECHNOLOGY CO., LTD RW-F10.2 (x2) w/ Ningbo Deye Inverter Technology Co SUN-3K-SG04LP1-AU Deye/Eastron/CHNT SDM230/DDSU666 | 18.4 |  |  | NINGBO DEYE ESS TECHNOLOGY CO., LTD | RW-F10.2 | 2 | Ningbo Deye Inverter Technology Co | SUN-3K-SG04LP1-AU | Deye | 15/08/2025
2024-07-04 | HBS13266 | NINGBO DEYE ESS TECHNOLOGY CO., LTD RW-F10.2 (x3) w/ Ningbo Deye Inverter Technology Co SUN-3K-SG04LP1-AU Deye/Eastron/CHNT SDM230/DDSU666 | 27.6 |  |  | NINGBO DEYE ESS TECHNOLOGY CO., LTD | RW-F10.2 | 3 | Ningbo Deye Inverter Technology Co | SUN-3K-SG04LP1-AU | Deye | 15/08/2025
2024-07-04 | HBS13267 | NINGBO DEYE ESS TECHNOLOGY CO., LTD RW-F10.2 (x4) w/ Ningbo Deye Inverter Technology Co SUN-3K-SG04LP1-AU Deye/Eastron/CHNT SDM230/DDSU666 | 36.8 |  |  | NINGBO DEYE ESS TECHNOLOGY CO., LTD | RW-F10.2 | 4 | Ningbo Deye Inverter Technology Co | SUN-3K-SG04LP1-AU | Deye | 15/08/2025
2024-07-04 | HBS13268 | NINGBO DEYE ESS TECHNOLOGY CO., LTD RW-F10.2 (x5) w/ Ningbo Deye Inverter Technology Co SUN-3K-SG04LP1-AU Deye/Eastron/CHNT SDM230/DDSU666 | 46 |  |  | NINGBO DEYE ESS TECHNOLOGY CO., LTD | RW-F10.2 | 5 | Ningbo Deye Inverter Technology Co | SUN-3K-SG04LP1-AU | Deye | 15/08/2025
2024-07-04 | HBS13269 | NINGBO DEYE ESS TECHNOLOGY CO., LTD RW-F10.2 (x1) w/ Ningbo Deye Inverter Technology Co SUN-3.6K-SG04LP1-AU Deye/Eastron/CHNT SDM230/DDSU666 | 9.2 |  |  | NINGBO DEYE ESS TECHNOLOGY CO., LTD | RW-F10.2 | 1 | Ningbo Deye Inverter Technology Co | SUN-3.6K-SG04LP1-AU | Deye | 15/08/2027
2024-07-04 | HBS13270 | NINGBO DEYE ESS TECHNOLOGY CO., LTD RW-F10.2 (x2) w/ Ningbo Deye Inverter Technology Co SUN-3.6K-SG04LP1-AU Deye/Eastron/CHNT SDM230/DDSU666 | 18.4 |  |  | NINGBO DEYE ESS TECHNOLOGY CO., LTD | RW-F10.2 | 2 | Ningbo Deye Inverter Technology Co | SUN-3.6K-SG04LP1-AU | Deye | 15/08/2027
2024-07-04 | HBS13271 | NINGBO DEYE ESS TECHNOLOGY CO., LTD RW-F10.2 (x3) w/ Ningbo Deye Inverter Technology Co SUN-3.6K-SG04LP1-AU Deye/Eastron/CHNT SDM230/DDSU666 | 27.6 |  |  | NINGBO DEYE ESS TECHNOLOGY CO., LTD | RW-F10.2 | 3 | Ningbo Deye Inverter Technology Co | SUN-3.6K-SG04LP1-AU | Deye | 15/08/2027
2024-07-04 | HBS13272 | NINGBO DEYE ESS TECHNOLOGY CO., LTD RW-F10.2 (x4) w/ Ningbo Deye Inverter Technology Co SUN-3.6K-SG04LP1-AU Deye/Eastron/CHNT SDM230/DDSU666 | 36.8 |  |  | NINGBO DEYE ESS TECHNOLOGY CO., LTD | RW-F10.2 | 4 | Ningbo Deye Inverter Technology Co | SUN-3.6K-SG04LP1-AU | Deye | 15/08/2027
2024-07-04 | HBS13273 | NINGBO DEYE ESS TECHNOLOGY CO., LTD RW-F10.2 (x5) w/ Ningbo Deye Inverter Technology Co SUN-3.6K-SG04LP1-AU Deye/Eastron/CHNT SDM230/DDSU666 | 46 |  |  | NINGBO DEYE ESS TECHNOLOGY CO., LTD | RW-F10.2 | 5 | Ningbo Deye Inverter Technology Co | SUN-3.6K-SG04LP1-AU | Deye | 15/08/2027
2024-07-04 | HBS13274 | NINGBO DEYE ESS TECHNOLOGY CO., LTD RW-F10.2 (x1) w/ Ningbo Deye Inverter Technology Co SUN-5K-SG04LP1-AU Deye/Eastron/CHNT SDM230/DDSU666 | 9.2 |  |  | NINGBO DEYE ESS TECHNOLOGY CO., LTD | RW-F10.2 | 1 | Ningbo Deye Inverter Technology Co | SUN-5K-SG04LP1-AU | Deye | 15/08/2028
2024-07-04 | HBS13275 | NINGBO DEYE ESS TECHNOLOGY CO., LTD RW-F10.2 (x2) w/ Ningbo Deye Inverter Technology Co SUN-5K-SG04LP1-AU Deye/Eastron/CHNT SDM230/DDSU666 | 18.4 |  |  | NINGBO DEYE ESS TECHNOLOGY CO., LTD | RW-F10.2 | 2 | Ningbo Deye Inverter Technology Co | SUN-5K-SG04LP1-AU | Deye | 15/08/2028
2024-07-04 | HBS13276 | NINGBO DEYE ESS TECHNOLOGY CO., LTD RW-F10.2 (x3) w/ Ningbo Deye Inverter Technology Co SUN-5K-SG04LP1-AU Deye/Eastron/CHNT SDM230/DDSU666 | 27.6 |  |  | NINGBO DEYE ESS TECHNOLOGY CO., LTD | RW-F10.2 | 3 | Ningbo Deye Inverter Technology Co | SUN-5K-SG04LP1-AU | Deye | 15/08/2028
2024-07-04 | HBS13277 | NINGBO DEYE ESS TECHNOLOGY CO., LTD RW-F10.2 (x4) w/ Ningbo Deye Inverter Technology Co SUN-5K-SG04LP1-AU Deye/Eastron/CHNT SDM230/DDSU666 | 36.8 |  |  | NINGBO DEYE ESS TECHNOLOGY CO., LTD | RW-F10.2 | 4 | Ningbo Deye Inverter Technology Co | SUN-5K-SG04LP1-AU | Deye | 15/08/2028
2024-07-04 | HBS13278 | NINGBO DEYE ESS TECHNOLOGY CO., LTD RW-F10.2 (x5) w/ Ningbo Deye Inverter Technology Co SUN-5K-SG04LP1-AU Deye/Eastron/CHNT SDM230/DDSU666 | 46 |  |  | NINGBO DEYE ESS TECHNOLOGY CO., LTD | RW-F10.2 | 5 | Ningbo Deye Inverter Technology Co | SUN-5K-SG04LP1-AU | Deye | 15/08/2028
2024-07-04 | HBS13279 | NINGBO DEYE ESS TECHNOLOGY CO., LTD RW-F10.2 (x1) w/ Ningbo Deye Inverter Technology Co SUN-6K-SG04LP1-AU Deye/Eastron/CHNT SDM230/DDSU666 | 9.2 |  |  | NINGBO DEYE ESS TECHNOLOGY CO., LTD | RW-F10.2 | 1 | Ningbo Deye Inverter Technology Co | SUN-6K-SG04LP1-AU | Deye | 15/08/2029
2024-07-04 | HBS13280 | NINGBO DEYE ESS TECHNOLOGY CO., LTD RW-F10.2 (x2) w/ Ningbo Deye Inverter Technology Co SUN-6K-SG04LP1-AU Deye/Eastron/CHNT SDM230/DDSU666 | 18.4 |  |  | NINGBO DEYE ESS TECHNOLOGY CO., LTD | RW-F10.2 | 2 | Ningbo Deye Inverter Technology Co | SUN-6K-SG04LP1-AU | Deye | 15/08/2029
2024-07-04 | HBS13281 | NINGBO DEYE ESS TECHNOLOGY CO., LTD RW-F10.2 (x3) w/ Ningbo Deye Inverter Technology Co SUN-6K-SG04LP1-AU Deye/Eastron/CHNT SDM230/DDSU666 | 27.6 |  |  | NINGBO DEYE ESS TECHNOLOGY CO., LTD | RW-F10.2 | 3 | Ningbo Deye Inverter Technology Co | SUN-6K-SG04LP1-AU | Deye | 15/08/2029
2024-07-04 | HBS13282 | NINGBO DEYE ESS TECHNOLOGY CO., LTD RW-F10.2 (x4) w/ Ningbo Deye Inverter Technology Co SUN-6K-SG04LP1-AU Deye/Eastron/CHNT SDM230/DDSU666 | 36.8 |  |  | NINGBO DEYE ESS TECHNOLOGY CO., LTD | RW-F10.2 | 4 | Ningbo Deye Inverter Technology Co | SUN-6K-SG04LP1-AU | Deye | 15/08/2029
2024-07-04 | HBS13283 | NINGBO DEYE ESS TECHNOLOGY CO., LTD RW-F10.2 (x5) w/ Ningbo Deye Inverter Technology Co SUN-6K-SG04LP1-AU Deye/Eastron/CHNT SDM230/DDSU666 | 46 |  |  | NINGBO DEYE ESS TECHNOLOGY CO., LTD | RW-F10.2 | 5 | Ningbo Deye Inverter Technology Co | SUN-6K-SG04LP1-AU | Deye | 15/08/2029
2024-07-04 | HBS13284 | NINGBO DEYE ESS TECHNOLOGY CO., LTD RW-F10.2 (x1) w/ Ningbo Deye Inverter Technology Co SUN-7.6K-SG05LP1-AU Deye/Eastron/CHNT SDM230/DDSU666 | 9.2 |  |  | NINGBO DEYE ESS TECHNOLOGY CO., LTD | RW-F10.2 | 1 | Ningbo Deye Inverter Technology Co | SUN-7.6K-SG05LP1-AU | Deye | 05/09/2025
2024-07-04 | HBS13285 | NINGBO DEYE ESS TECHNOLOGY CO., LTD RW-F10.2 (x2) w/ Ningbo Deye Inverter Technology Co SUN-7.6K-SG05LP1-AU Deye/Eastron/CHNT SDM230/DDSU666 | 18.4 |  |  | NINGBO DEYE ESS TECHNOLOGY CO., LTD | RW-F10.2 | 2 | Ningbo Deye Inverter Technology Co | SUN-7.6K-SG05LP1-AU | Deye | 05/09/2025
2024-07-04 | HBS13286 | NINGBO DEYE ESS TECHNOLOGY CO., LTD RW-F10.2 (x3) w/ Ningbo Deye Inverter Technology Co SUN-7.6K-SG05LP1-AU Deye/Eastron/CHNT SDM230/DDSU666 | 27.6 |  |  | NINGBO DEYE ESS TECHNOLOGY CO., LTD | RW-F10.2 | 3 | Ningbo Deye Inverter Technology Co | SUN-7.6K-SG05LP1-AU | Deye | 05/09/2025
2024-07-04 | HBS13287 | NINGBO DEYE ESS TECHNOLOGY CO., LTD RW-F10.2 (x4) w/ Ningbo Deye Inverter Technology Co SUN-7.6K-SG05LP1-AU Deye/Eastron/CHNT SDM230/DDSU666 | 36.8 |  |  | NINGBO DEYE ESS TECHNOLOGY CO., LTD | RW-F10.2 | 4 | Ningbo Deye Inverter Technology Co | SUN-7.6K-SG05LP1-AU | Deye | 05/09/2025
2024-07-04 | HBS13288 | NINGBO DEYE ESS TECHNOLOGY CO., LTD RW-F10.2 (x5) w/ Ningbo Deye Inverter Technology Co SUN-7.6K-SG05LP1-AU Deye/Eastron/CHNT SDM230/DDSU666 | 46 |  |  | NINGBO DEYE ESS TECHNOLOGY CO., LTD | RW-F10.2 | 5 | Ningbo Deye Inverter Technology Co | SUN-7.6K-SG05LP1-AU | Deye | 05/09/2025
2024-07-04 | HBS13289 | NINGBO DEYE ESS TECHNOLOGY CO., LTD RW-F10.2 (x1) w/ Ningbo Deye Inverter Technology Co SUN-8K-SG05LP1-AU Deye/Eastron/CHNT SDM230/DDSU666 | 9.2 |  |  | NINGBO DEYE ESS TECHNOLOGY CO., LTD | RW-F10.2 | 1 | Ningbo Deye Inverter Technology Co | SUN-8K-SG05LP1-AU | Deye | 05/09/2026
2024-07-04 | HBS13290 | NINGBO DEYE ESS TECHNOLOGY CO., LTD RW-F10.2 (x2) w/ Ningbo Deye Inverter Technology Co SUN-8K-SG05LP1-AU Deye/Eastron/CHNT SDM230/DDSU666 | 18.4 |  |  | NINGBO DEYE ESS TECHNOLOGY CO., LTD | RW-F10.2 | 2 | Ningbo Deye Inverter Technology Co | SUN-8K-SG05LP1-AU | Deye | 05/09/2026
2024-07-04 | HBS13291 | NINGBO DEYE ESS TECHNOLOGY CO., LTD RW-F10.2 (x3) w/ Ningbo Deye Inverter Technology Co SUN-8K-SG05LP1-AU Deye/Eastron/CHNT SDM230/DDSU666 | 27.6 |  |  | NINGBO DEYE ESS TECHNOLOGY CO., LTD | RW-F10.2 | 3 | Ningbo Deye Inverter Technology Co | SUN-8K-SG05LP1-AU | Deye | 05/09/2026
2024-07-04 | HBS13292 | NINGBO DEYE ESS TECHNOLOGY CO., LTD RW-F10.2 (x4) w/ Ningbo Deye Inverter Technology Co SUN-8K-SG05LP1-AU Deye/Eastron/CHNT SDM230/DDSU666 | 36.8 |  |  | NINGBO DEYE ESS TECHNOLOGY CO., LTD | RW-F10.2 | 4 | Ningbo Deye Inverter Technology Co | SUN-8K-SG05LP1-AU | Deye | 05/09/2026
2024-07-04 | HBS13293 | NINGBO DEYE ESS TECHNOLOGY CO., LTD RW-F10.2 (x5) w/ Ningbo Deye Inverter Technology Co SUN-8K-SG05LP1-AU Deye/Eastron/CHNT SDM230/DDSU666 | 46 |  |  | NINGBO DEYE ESS TECHNOLOGY CO., LTD | RW-F10.2 | 5 | Ningbo Deye Inverter Technology Co | SUN-8K-SG05LP1-AU | Deye | 05/09/2026
2024-07-04 | HBS13294 | NINGBO DEYE ESS TECHNOLOGY CO., LTD RW-F10.2 (x1) w/ Ningbo Deye Inverter Technology Co SUN-12K-SG01LP1-AU-AM3 Deye/Eastron/CHNT SDM230/DDSU666 | 9.2 |  |  | NINGBO DEYE ESS TECHNOLOGY CO., LTD | RW-F10.2 | 1 | Ningbo Deye Inverter Technology Co | SUN-12K-SG01LP1-AU-AM3 | Deye | 26/03/2027
2024-07-04 | HBS13295 | NINGBO DEYE ESS TECHNOLOGY CO., LTD RW-F10.2 (x2) w/ Ningbo Deye Inverter Technology Co SUN-12K-SG01LP1-AU-AM3 Deye/Eastron/CHNT SDM230/DDSU666 | 18.4 |  |  | NINGBO DEYE ESS TECHNOLOGY CO., LTD | RW-F10.2 | 2 | Ningbo Deye Inverter Technology Co | SUN-12K-SG01LP1-AU-AM3 | Deye | 26/03/2027
2024-07-04 | HBS13296 | NINGBO DEYE ESS TECHNOLOGY CO., LTD RW-F10.2 (x3) w/ Ningbo Deye Inverter Technology Co SUN-12K-SG01LP1-AU-AM3 Deye/Eastron/CHNT SDM230/DDSU666 | 27.6 |  |  | NINGBO DEYE ESS TECHNOLOGY CO., LTD | RW-F10.2 | 3 | Ningbo Deye Inverter Technology Co | SUN-12K-SG01LP1-AU-AM3 | Deye | 26/03/2027
2024-07-04 | HBS13297 | NINGBO DEYE ESS TECHNOLOGY CO., LTD RW-F10.2 (x4) w/ Ningbo Deye Inverter Technology Co SUN-12K-SG01LP1-AU-AM3 Deye/Eastron/CHNT SDM230/DDSU666 | 36.8 |  |  | NINGBO DEYE ESS TECHNOLOGY CO., LTD | RW-F10.2 | 4 | Ningbo Deye Inverter Technology Co | SUN-12K-SG01LP1-AU-AM3 | Deye | 26/03/2027
2024-07-04 | HBS13298 | NINGBO DEYE ESS TECHNOLOGY CO., LTD RW-F10.2 (x5) w/ Ningbo Deye Inverter Technology Co SUN-12K-SG01LP1-AU-AM3 Deye/Eastron/CHNT SDM230/DDSU666 | 46 |  |  | NINGBO DEYE ESS TECHNOLOGY CO., LTD | RW-F10.2 | 5 | Ningbo Deye Inverter Technology Co | SUN-12K-SG01LP1-AU-AM3 | Deye | 26/03/2027
2024-07-04 | HBS13299 | NINGBO DEYE ESS TECHNOLOGY CO., LTD RW-F10.2 (x1) w/ Ningbo Deye Inverter Technology Co SUN-14K-SG01LP1-AU-AM3 Deye/Eastron/CHNT SDM230/DDSU666 | 9.2 |  |  | NINGBO DEYE ESS TECHNOLOGY CO., LTD | RW-F10.2 | 1 | Ningbo Deye Inverter Technology Co | SUN-14K-SG01LP1-AU-AM3 | Deye | 26/03/2028
2024-07-04 | HBS13300 | NINGBO DEYE ESS TECHNOLOGY CO., LTD RW-F10.2 (x2) w/ Ningbo Deye Inverter Technology Co SUN-14K-SG01LP1-AU-AM3 Deye/Eastron/CHNT SDM230/DDSU666 | 18.4 |  |  | NINGBO DEYE ESS TECHNOLOGY CO., LTD | RW-F10.2 | 2 | Ningbo Deye Inverter Technology Co | SUN-14K-SG01LP1-AU-AM3 | Deye | 26/03/2028
2024-07-04 | HBS13301 | NINGBO DEYE ESS TECHNOLOGY CO., LTD RW-F10.2 (x3) w/ Ningbo Deye Inverter Technology Co SUN-14K-SG01LP1-AU-AM3 Deye/Eastron/CHNT SDM230/DDSU666 | 27.6 |  |  | NINGBO DEYE ESS TECHNOLOGY CO., LTD | RW-F10.2 | 3 | Ningbo Deye Inverter Technology Co | SUN-14K-SG01LP1-AU-AM3 | Deye | 26/03/2028
2024-07-04 | HBS13302 | NINGBO DEYE ESS TECHNOLOGY CO., LTD RW-F10.2 (x4) w/ Ningbo Deye Inverter Technology Co SUN-14K-SG01LP1-AU-AM3 Deye/Eastron/CHNT SDM230/DDSU666 | 36.8 |  |  | NINGBO DEYE ESS TECHNOLOGY CO., LTD | RW-F10.2 | 4 | Ningbo Deye Inverter Technology Co | SUN-14K-SG01LP1-AU-AM3 | Deye | 26/03/2028
2024-07-04 | HBS13303 | NINGBO DEYE ESS TECHNOLOGY CO., LTD RW-F10.2 (x5) w/ Ningbo Deye Inverter Technology Co SUN-14K-SG01LP1-AU-AM3 Deye/Eastron/CHNT SDM230/DDSU666 | 46 |  |  | NINGBO DEYE ESS TECHNOLOGY CO., LTD | RW-F10.2 | 5 | Ningbo Deye Inverter Technology Co | SUN-14K-SG01LP1-AU-AM3 | Deye | 26/03/2028
2024-07-04 | HBS13304 | NINGBO DEYE ESS TECHNOLOGY CO., LTD RW-F10.2 (x1) w/ Ningbo Deye Inverter Technology Co SUN-16K-SG01LP1- AU-AM3 Deye/Eastron/CHNT SDM230/DDSU666 | 9.2 |  |  | NINGBO DEYE ESS TECHNOLOGY CO., LTD | RW-F10.2 | 1 | Ningbo Deye Inverter Technology Co | SUN-16K-SG01LP1- AU-AM3 | Deye | 26/03/2029
2024-07-04 | HBS13305 | NINGBO DEYE ESS TECHNOLOGY CO., LTD RW-F10.2 (x2) w/ Ningbo Deye Inverter Technology Co SUN-16K-SG01LP1- AU-AM3 Deye/Eastron/CHNT SDM230/DDSU666 | 18.4 |  |  | NINGBO DEYE ESS TECHNOLOGY CO., LTD | RW-F10.2 | 2 | Ningbo Deye Inverter Technology Co | SUN-16K-SG01LP1- AU-AM3 | Deye | 26/03/2029
2024-07-04 | HBS13306 | NINGBO DEYE ESS TECHNOLOGY CO., LTD RW-F10.2 (x3) w/ Ningbo Deye Inverter Technology Co SUN-16K-SG01LP1- AU-AM3 Deye/Eastron/CHNT SDM230/DDSU666 | 27.6 |  |  | NINGBO DEYE ESS TECHNOLOGY CO., LTD | RW-F10.2 | 3 | Ningbo Deye Inverter Technology Co | SUN-16K-SG01LP1- AU-AM3 | Deye | 26/03/2029
2024-07-04 | HBS13307 | NINGBO DEYE ESS TECHNOLOGY CO., LTD RW-F10.2 (x4) w/ Ningbo Deye Inverter Technology Co SUN-16K-SG01LP1- AU-AM3 Deye/Eastron/CHNT SDM230/DDSU666 | 36.8 |  |  | NINGBO DEYE ESS TECHNOLOGY CO., LTD | RW-F10.2 | 4 | Ningbo Deye Inverter Technology Co | SUN-16K-SG01LP1- AU-AM3 | Deye | 26/03/2029
2024-07-04 | HBS13308 | NINGBO DEYE ESS TECHNOLOGY CO., LTD RW-F10.2 (x5) w/ Ningbo Deye Inverter Technology Co SUN-16K-SG01LP1- AU-AM3 Deye/Eastron/CHNT SDM230/DDSU666 | 46 |  |  | NINGBO DEYE ESS TECHNOLOGY CO., LTD | RW-F10.2 | 5 | Ningbo Deye Inverter Technology Co | SUN-16K-SG01LP1- AU-AM3 | Deye | 26/03/2029
2024-07-04 | HBS13309 | NINGBO DEYE ESS TECHNOLOGY CO., LTD RW-F10.2 (x1) w/ Ningbo Deye Inverter Technology Co SUN-5K-SG04LP3-AU Deye/Eastron/CHNT SDM630/DTSU666 | 9.2 |  |  | NINGBO DEYE ESS TECHNOLOGY CO., LTD | RW-F10.2 | 1 | Ningbo Deye Inverter Technology Co | SUN-5K-SG04LP3-AU | Deye | 20/04/2025
2024-07-04 | HBS13310 | NINGBO DEYE ESS TECHNOLOGY CO., LTD RW-F10.2 (x2) w/ Ningbo Deye Inverter Technology Co SUN-5K-SG04LP3-AU Deye/Eastron/CHNT SDM630/DTSU666 | 18.4 |  |  | NINGBO DEYE ESS TECHNOLOGY CO., LTD | RW-F10.2 | 2 | Ningbo Deye Inverter Technology Co | SUN-5K-SG04LP3-AU | Deye | 20/04/2025
2024-07-04 | HBS13311 | NINGBO DEYE ESS TECHNOLOGY CO., LTD RW-F10.2 (x3) w/ Ningbo Deye Inverter Technology Co SUN-5K-SG04LP3-AU Deye/Eastron/CHNT SDM630/DTSU666 | 27.6 |  |  | NINGBO DEYE ESS TECHNOLOGY CO., LTD | RW-F10.2 | 3 | Ningbo Deye Inverter Technology Co | SUN-5K-SG04LP3-AU | Deye | 20/04/2025
2024-07-04 | HBS13312 | NINGBO DEYE ESS TECHNOLOGY CO., LTD RW-F10.2 (x4) w/ Ningbo Deye Inverter Technology Co SUN-5K-SG04LP3-AU Deye/Eastron/CHNT SDM630/DTSU666 | 36.8 |  |  | NINGBO DEYE ESS TECHNOLOGY CO., LTD | RW-F10.2 | 4 | Ningbo Deye Inverter Technology Co | SUN-5K-SG04LP3-AU | Deye | 20/04/2025
2024-07-04 | HBS13313 | NINGBO DEYE ESS TECHNOLOGY CO., LTD RW-F10.2 (x5) w/ Ningbo Deye Inverter Technology Co SUN-5K-SG04LP3-AU Deye/Eastron/CHNT SDM630/DTSU666 | 46 |  |  | NINGBO DEYE ESS TECHNOLOGY CO., LTD | RW-F10.2 | 5 | Ningbo Deye Inverter Technology Co | SUN-5K-SG04LP3-AU | Deye | 20/04/2025
2024-07-04 | HBS13314 | NINGBO DEYE ESS TECHNOLOGY CO., LTD RW-F10.2 (x1) w/ Ningbo Deye Inverter Technology Co SUN-6K-SG04LP3-AU Deye/Eastron/CHNT SDM630/DTSU666 | 9.2 |  |  | NINGBO DEYE ESS TECHNOLOGY CO., LTD | RW-F10.2 | 1 | Ningbo Deye Inverter Technology Co | SUN-6K-SG04LP3-AU | Deye | 20/04/2026
2024-07-04 | HBS13315 | NINGBO DEYE ESS TECHNOLOGY CO., LTD RW-F10.2 (x2) w/ Ningbo Deye Inverter Technology Co SUN-6K-SG04LP3-AU Deye/Eastron/CHNT SDM630/DTSU666 | 18.4 |  |  | NINGBO DEYE ESS TECHNOLOGY CO., LTD | RW-F10.2 | 2 | Ningbo Deye Inverter Technology Co | SUN-6K-SG04LP3-AU | Deye | 20/04/2026
2024-07-04 | HBS13316 | NINGBO DEYE ESS TECHNOLOGY CO., LTD RW-F10.2 (x3) w/ Ningbo Deye Inverter Technology Co SUN-6K-SG04LP3-AU Deye/Eastron/CHNT SDM630/DTSU666 | 27.6 |  |  | NINGBO DEYE ESS TECHNOLOGY CO., LTD | RW-F10.2 | 3 | Ningbo Deye Inverter Technology Co | SUN-6K-SG04LP3-AU | Deye | 20/04/2026
2024-07-04 | HBS13317 | NINGBO DEYE ESS TECHNOLOGY CO., LTD RW-F10.2 (x4) w/ Ningbo Deye Inverter Technology Co SUN-6K-SG04LP3-AU Deye/Eastron/CHNT SDM630/DTSU666 | 36.8 |  |  | NINGBO DEYE ESS TECHNOLOGY CO., LTD | RW-F10.2 | 4 | Ningbo Deye Inverter Technology Co | SUN-6K-SG04LP3-AU | Deye | 20/04/2026
2024-07-04 | HBS13318 | NINGBO DEYE ESS TECHNOLOGY CO., LTD RW-F10.2 (x5) w/ Ningbo Deye Inverter Technology Co SUN-6K-SG04LP3-AU Deye/Eastron/CHNT SDM630/DTSU666 | 46 |  |  | NINGBO DEYE ESS TECHNOLOGY CO., LTD | RW-F10.2 | 5 | Ningbo Deye Inverter Technology Co | SUN-6K-SG04LP3-AU | Deye | 20/04/2026
2024-07-04 | HBS13319 | NINGBO DEYE ESS TECHNOLOGY CO., LTD RW-F10.2 (x1) w/ Ningbo Deye Inverter Technology Co SUN-8K-SG04LP3-AU Deye/Eastron/CHNT SDM630/DTSU666 | 9.2 |  |  | NINGBO DEYE ESS TECHNOLOGY CO., LTD | RW-F10.2 | 1 | Ningbo Deye Inverter Technology Co | SUN-8K-SG04LP3-AU | Deye | 20/04/2027
2024-07-04 | HBS13320 | NINGBO DEYE ESS TECHNOLOGY CO., LTD RW-F10.2 (x2) w/ Ningbo Deye Inverter Technology Co SUN-8K-SG04LP3-AU Deye/Eastron/CHNT SDM630/DTSU666 | 18.4 |  |  | NINGBO DEYE ESS TECHNOLOGY CO., LTD | RW-F10.2 | 2 | Ningbo Deye Inverter Technology Co | SUN-8K-SG04LP3-AU | Deye | 20/04/2027
2024-07-04 | HBS13321 | NINGBO DEYE ESS TECHNOLOGY CO., LTD RW-F10.2 (x3) w/ Ningbo Deye Inverter Technology Co SUN-8K-SG04LP3-AU Deye/Eastron/CHNT SDM630/DTSU666 | 27.6 |  |  | NINGBO DEYE ESS TECHNOLOGY CO., LTD | RW-F10.2 | 3 | Ningbo Deye Inverter Technology Co | SUN-8K-SG04LP3-AU | Deye | 20/04/2027
2024-07-04 | HBS13322 | NINGBO DEYE ESS TECHNOLOGY CO., LTD RW-F10.2 (x4) w/ Ningbo Deye Inverter Technology Co SUN-8K-SG04LP3-AU Deye/Eastron/CHNT SDM630/DTSU666 | 36.8 |  |  | NINGBO DEYE ESS TECHNOLOGY CO., LTD | RW-F10.2 | 4 | Ningbo Deye Inverter Technology Co | SUN-8K-SG04LP3-AU | Deye | 20/04/2027
2024-07-04 | HBS13323 | NINGBO DEYE ESS TECHNOLOGY CO., LTD RW-F10.2 (x5) w/ Ningbo Deye Inverter Technology Co SUN-8K-SG04LP3-AU Deye/Eastron/CHNT SDM630/DTSU666 | 46 |  |  | NINGBO DEYE ESS TECHNOLOGY CO., LTD | RW-F10.2 | 5 | Ningbo Deye Inverter Technology Co | SUN-8K-SG04LP3-AU | Deye | 20/04/2027
2024-07-04 | HBS13324 | NINGBO DEYE ESS TECHNOLOGY CO., LTD RW-F10.2 (x1) w/ Ningbo Deye Inverter Technology Co SUN-10K-SG04LP3-AU Deye/Eastron/CHNT SDM630/DTSU666 | 9.2 |  |  | NINGBO DEYE ESS TECHNOLOGY CO., LTD | RW-F10.2 | 1 | Ningbo Deye Inverter Technology Co | SUN-10K-SG04LP3-AU | Deye | 20/04/2028
2024-07-04 | HBS13325 | NINGBO DEYE ESS TECHNOLOGY CO., LTD RW-F10.2 (x2) w/ Ningbo Deye Inverter Technology Co SUN-10K-SG04LP3-AU Deye/Eastron/CHNT SDM630/DTSU666 | 18.4 |  |  | NINGBO DEYE ESS TECHNOLOGY CO., LTD | RW-F10.2 | 2 | Ningbo Deye Inverter Technology Co | SUN-10K-SG04LP3-AU | Deye | 20/04/2028
2024-07-04 | HBS13326 | NINGBO DEYE ESS TECHNOLOGY CO., LTD RW-F10.2 (x3) w/ Ningbo Deye Inverter Technology Co SUN-10K-SG04LP3-AU Deye/Eastron/CHNT SDM630/DTSU666 | 27.6 |  |  | NINGBO DEYE ESS TECHNOLOGY CO., LTD | RW-F10.2 | 3 | Ningbo Deye Inverter Technology Co | SUN-10K-SG04LP3-AU | Deye | 20/04/2028
2024-07-04 | HBS13327 | NINGBO DEYE ESS TECHNOLOGY CO., LTD RW-F10.2 (x4) w/ Ningbo Deye Inverter Technology Co SUN-10K-SG04LP3-AU Deye/Eastron/CHNT SDM630/DTSU666 | 36.8 |  |  | NINGBO DEYE ESS TECHNOLOGY CO., LTD | RW-F10.2 | 4 | Ningbo Deye Inverter Technology Co | SUN-10K-SG04LP3-AU | Deye | 20/04/2028
2024-07-04 | HBS13328 | NINGBO DEYE ESS TECHNOLOGY CO., LTD RW-F10.2 (x5) w/ Ningbo Deye Inverter Technology Co SUN-10K-SG04LP3-AU Deye/Eastron/CHNT SDM630/DTSU666 | 46 |  |  | NINGBO DEYE ESS TECHNOLOGY CO., LTD | RW-F10.2 | 5 | Ningbo Deye Inverter Technology Co | SUN-10K-SG04LP3-AU | Deye | 20/04/2028
2024-07-04 | HBS13329 | NINGBO DEYE ESS TECHNOLOGY CO., LTD RW-F10.2 (x1) w/ Ningbo Deye Inverter Technology Co SUN-12K-SG04LP3-AU Deye/Eastron/CHNT SDM630/DTSU666 | 9.2 |  |  | NINGBO DEYE ESS TECHNOLOGY CO., LTD | RW-F10.2 | 1 | Ningbo Deye Inverter Technology Co | SUN-12K-SG04LP3-AU | Deye | 20/04/2029
2024-07-04 | HBS13330 | NINGBO DEYE ESS TECHNOLOGY CO., LTD RW-F10.2 (x2) w/ Ningbo Deye Inverter Technology Co SUN-12K-SG04LP3-AU Deye/Eastron/CHNT SDM630/DTSU666 | 18.4 |  |  | NINGBO DEYE ESS TECHNOLOGY CO., LTD | RW-F10.2 | 2 | Ningbo Deye Inverter Technology Co | SUN-12K-SG04LP3-AU | Deye | 20/04/2029
2024-07-04 | HBS13331 | NINGBO DEYE ESS TECHNOLOGY CO., LTD RW-F10.2 (x3) w/ Ningbo Deye Inverter Technology Co SUN-12K-SG04LP3-AU Deye/Eastron/CHNT SDM630/DTSU666 | 27.6 |  |  | NINGBO DEYE ESS TECHNOLOGY CO., LTD | RW-F10.2 | 3 | Ningbo Deye Inverter Technology Co | SUN-12K-SG04LP3-AU | Deye | 20/04/2029
2024-07-04 | HBS13332 | NINGBO DEYE ESS TECHNOLOGY CO., LTD RW-F10.2 (x4) w/ Ningbo Deye Inverter Technology Co SUN-12K-SG04LP3-AU Deye/Eastron/CHNT SDM630/DTSU666 | 36.8 |  |  | NINGBO DEYE ESS TECHNOLOGY CO., LTD | RW-F10.2 | 4 | Ningbo Deye Inverter Technology Co | SUN-12K-SG04LP3-AU | Deye | 20/04/2029
2024-07-04 | HBS13333 | NINGBO DEYE ESS TECHNOLOGY CO., LTD RW-F10.2 (x5) w/ Ningbo Deye Inverter Technology Co SUN-12K-SG04LP3-AU Deye/Eastron/CHNT SDM630/DTSU666 | 46 |  |  | NINGBO DEYE ESS TECHNOLOGY CO., LTD | RW-F10.2 | 5 | Ningbo Deye Inverter Technology Co | SUN-12K-SG04LP3-AU | Deye | 20/04/2029
2024-07-04 | HBS13334 | NINGBO DEYE ESS TECHNOLOGY CO., LTD GE-F60 (x1) w/ Ningbo Deye Inverter Technology Co SUN-29.9K-SG01HP3-AU-BM3 Deye Solarman / Deye Cloud | 55.29 |  |  | NINGBO DEYE ESS TECHNOLOGY CO., LTD | GE-F60 | 1 | Ningbo Deye Inverter Technology Co | SUN-29.9K-SG01HP3-AU-BM3 | Deye | 2026-08-16
2024-07-04 | HBS13335 | NINGBO DEYE ESS TECHNOLOGY CO., LTD GE-F60 (x2) w/ Ningbo Deye Inverter Technology Co SUN-29.9K-SG01HP3-AU-BM3 Deye Solarman / Deye Cloud | 110.58 |  |  | NINGBO DEYE ESS TECHNOLOGY CO., LTD | GE-F60 | 2 | Ningbo Deye Inverter Technology Co | SUN-29.9K-SG01HP3-AU-BM3 | Deye | 2026-08-16
2024-07-04 | HBS13336 | NINGBO DEYE ESS TECHNOLOGY CO., LTD GE-F60 (x3) w/ Ningbo Deye Inverter Technology Co SUN-29.9K-SG01HP3-AU-BM3 Deye Solarman / Deye Cloud | 165.87 |  |  | NINGBO DEYE ESS TECHNOLOGY CO., LTD | GE-F60 | 3 | Ningbo Deye Inverter Technology Co | SUN-29.9K-SG01HP3-AU-BM3 | Deye | 2026-08-16
2024-07-04 | HBS13337 | NINGBO DEYE ESS TECHNOLOGY CO., LTD GE-F60 (x4) w/ Ningbo Deye Inverter Technology Co SUN-29.9K-SG01HP3-AU-BM3 Deye Solarman / Deye Cloud | 221.16 |  |  | NINGBO DEYE ESS TECHNOLOGY CO., LTD | GE-F60 | 4 | Ningbo Deye Inverter Technology Co | SUN-29.9K-SG01HP3-AU-BM3 | Deye | 2026-08-16
2024-07-04 | HBS13338 | NINGBO DEYE ESS TECHNOLOGY CO., LTD GE-F60 (x5) w/ Ningbo Deye Inverter Technology Co SUN-29.9K-SG01HP3-AU-BM3 Deye Solarman / Deye Cloud | 276.45 |  |  | NINGBO DEYE ESS TECHNOLOGY CO., LTD | GE-F60 | 5 | Ningbo Deye Inverter Technology Co | SUN-29.9K-SG01HP3-AU-BM3 | Deye | 2026-08-16
2024-07-04 | HBS13339 | NINGBO DEYE ESS TECHNOLOGY CO., LTD GE-F60 (x6) w/ Ningbo Deye Inverter Technology Co SUN-29.9K-SG01HP3-AU-BM3 Deye Solarman / Deye Cloud | 331.74 |  |  | NINGBO DEYE ESS TECHNOLOGY CO., LTD | GE-F60 | 6 | Ningbo Deye Inverter Technology Co | SUN-29.9K-SG01HP3-AU-BM3 | Deye | 2026-08-16
2024-07-04 | HBS13340 | NINGBO DEYE ESS TECHNOLOGY CO., LTD GE-F60 (x1) w/ Ningbo Deye Inverter Technology Co SUN-30K-SG01HP3-AU-BM3 Deye Solarman / Deye Cloud | 55.29 |  |  | NINGBO DEYE ESS TECHNOLOGY CO., LTD | GE-F60 | 1 | Ningbo Deye Inverter Technology Co | SUN-30K-SG01HP3-AU-BM3 | Deye | 2026-08-16
2024-07-04 | HBS13341 | NINGBO DEYE ESS TECHNOLOGY CO., LTD GE-F60 (x2) w/ Ningbo Deye Inverter Technology Co SUN-30K-SG01HP3-AU-BM3 Deye Solarman / Deye Cloud | 110.58 |  |  | NINGBO DEYE ESS TECHNOLOGY CO., LTD | GE-F60 | 2 | Ningbo Deye Inverter Technology Co | SUN-30K-SG01HP3-AU-BM3 | Deye | 2026-08-16
2024-07-04 | HBS13342 | NINGBO DEYE ESS TECHNOLOGY CO., LTD GE-F60 (x3) w/ Ningbo Deye Inverter Technology Co SUN-30K-SG01HP3-AU-BM3 Deye Solarman / Deye Cloud | 165.87 |  |  | NINGBO DEYE ESS TECHNOLOGY CO., LTD | GE-F60 | 3 | Ningbo Deye Inverter Technology Co | SUN-30K-SG01HP3-AU-BM3 | Deye | 2026-08-16
2024-07-04 | HBS13343 | NINGBO DEYE ESS TECHNOLOGY CO., LTD GE-F60 (x4) w/ Ningbo Deye Inverter Technology Co SUN-30K-SG01HP3-AU-BM3 Deye Solarman / Deye Cloud | 221.16 |  |  | NINGBO DEYE ESS TECHNOLOGY CO., LTD | GE-F60 | 4 | Ningbo Deye Inverter Technology Co | SUN-30K-SG01HP3-AU-BM3 | Deye | 2026-08-16
2024-07-04 | HBS13344 | NINGBO DEYE ESS TECHNOLOGY CO., LTD GE-F60 (x5) w/ Ningbo Deye Inverter Technology Co SUN-30K-SG01HP3-AU-BM3 Deye Solarman / Deye Cloud | 276.45 |  |  | NINGBO DEYE ESS TECHNOLOGY CO., LTD | GE-F60 | 5 | Ningbo Deye Inverter Technology Co | SUN-30K-SG01HP3-AU-BM3 | Deye | 2026-08-16
2024-07-04 | HBS13345 | NINGBO DEYE ESS TECHNOLOGY CO., LTD GE-F60 (x6) w/ Ningbo Deye Inverter Technology Co SUN-30K-SG01HP3-AU-BM3 Deye Solarman / Deye Cloud | 331.74 |  |  | NINGBO DEYE ESS TECHNOLOGY CO., LTD | GE-F60 | 6 | Ningbo Deye Inverter Technology Co | SUN-30K-SG01HP3-AU-BM3 | Deye | 2026-08-16
2024-07-04 | HBS13346 | NINGBO DEYE ESS TECHNOLOGY CO., LTD GE-F60 (x1) w/ Ningbo Deye Inverter Technology Co SUN-35K-SG01HP3-AU-BM3 Deye Solarman / Deye Cloud | 55.29 |  |  | NINGBO DEYE ESS TECHNOLOGY CO., LTD | GE-F60 | 1 | Ningbo Deye Inverter Technology Co | SUN-35K-SG01HP3-AU-BM3 | Deye | 2026-08-16
2024-07-04 | HBS13347 | NINGBO DEYE ESS TECHNOLOGY CO., LTD GE-F60 (x2) w/ Ningbo Deye Inverter Technology Co SUN-35K-SG01HP3-AU-BM3 Deye Solarman / Deye Cloud | 110.58 |  |  | NINGBO DEYE ESS TECHNOLOGY CO., LTD | GE-F60 | 2 | Ningbo Deye Inverter Technology Co | SUN-35K-SG01HP3-AU-BM3 | Deye | 2026-08-16
2024-07-04 | HBS13348 | NINGBO DEYE ESS TECHNOLOGY CO., LTD GE-F60 (x3) w/ Ningbo Deye Inverter Technology Co SUN-35K-SG01HP3-AU-BM3 Deye Solarman / Deye Cloud | 165.87 |  |  | NINGBO DEYE ESS TECHNOLOGY CO., LTD | GE-F60 | 3 | Ningbo Deye Inverter Technology Co | SUN-35K-SG01HP3-AU-BM3 | Deye | 2026-08-16
2024-07-04 | HBS13349 | NINGBO DEYE ESS TECHNOLOGY CO., LTD GE-F60 (x4) w/ Ningbo Deye Inverter Technology Co SUN-35K-SG01HP3-AU-BM3 Deye Solarman / Deye Cloud | 221.16 |  |  | NINGBO DEYE ESS TECHNOLOGY CO., LTD | GE-F60 | 4 | Ningbo Deye Inverter Technology Co | SUN-35K-SG01HP3-AU-BM3 | Deye | 2026-08-16
2024-07-04 | HBS13350 | NINGBO DEYE ESS TECHNOLOGY CO., LTD GE-F60 (x5) w/ Ningbo Deye Inverter Technology Co SUN-35K-SG01HP3-AU-BM3 Deye Solarman / Deye Cloud | 276.45 |  |  | NINGBO DEYE ESS TECHNOLOGY CO., LTD | GE-F60 | 5 | Ningbo Deye Inverter Technology Co | SUN-35K-SG01HP3-AU-BM3 | Deye | 2026-08-16
2024-07-04 | HBS13351 | NINGBO DEYE ESS TECHNOLOGY CO., LTD GE-F60 (x6) w/ Ningbo Deye Inverter Technology Co SUN-35K-SG01HP3-AU-BM3 Deye Solarman / Deye Cloud | 331.74 |  |  | NINGBO DEYE ESS TECHNOLOGY CO., LTD | GE-F60 | 6 | Ningbo Deye Inverter Technology Co | SUN-35K-SG01HP3-AU-BM3 | Deye | 2026-08-16
2024-07-04 | HBS13352 | NINGBO DEYE ESS TECHNOLOGY CO., LTD GE-F60 (x1) w/ Ningbo Deye Inverter Technology Co SUN-40K-SG01HP3-AU-BM4 Deye Solarman / Deye Cloud | 55.29 |  |  | NINGBO DEYE ESS TECHNOLOGY CO., LTD | GE-F60 | 1 | Ningbo Deye Inverter Technology Co | SUN-40K-SG01HP3-AU-BM4 | Deye | 2026-08-16
2024-07-04 | HBS13353 | NINGBO DEYE ESS TECHNOLOGY CO., LTD GE-F60 (x2) w/ Ningbo Deye Inverter Technology Co SUN-40K-SG01HP3-AU-BM4 Deye Solarman / Deye Cloud | 110.58 |  |  | NINGBO DEYE ESS TECHNOLOGY CO., LTD | GE-F60 | 2 | Ningbo Deye Inverter Technology Co | SUN-40K-SG01HP3-AU-BM4 | Deye | 2026-08-16
2024-07-04 | HBS13354 | NINGBO DEYE ESS TECHNOLOGY CO., LTD GE-F60 (x3) w/ Ningbo Deye Inverter Technology Co SUN-40K-SG01HP3-AU-BM4 Deye Solarman / Deye Cloud | 165.87 |  |  | NINGBO DEYE ESS TECHNOLOGY CO., LTD | GE-F60 | 3 | Ningbo Deye Inverter Technology Co | SUN-40K-SG01HP3-AU-BM4 | Deye | 2026-08-16
2024-07-04 | HBS13355 | NINGBO DEYE ESS TECHNOLOGY CO., LTD GE-F60 (x4) w/ Ningbo Deye Inverter Technology Co SUN-40K-SG01HP3-AU-BM4 Deye Solarman / Deye Cloud | 221.16 |  |  | NINGBO DEYE ESS TECHNOLOGY CO., LTD | GE-F60 | 4 | Ningbo Deye Inverter Technology Co | SUN-40K-SG01HP3-AU-BM4 | Deye | 2026-08-16
2024-07-04 | HBS13356 | NINGBO DEYE ESS TECHNOLOGY CO., LTD GE-F60 (x5) w/ Ningbo Deye Inverter Technology Co SUN-40K-SG01HP3-AU-BM4 Deye Solarman / Deye Cloud | 276.45 |  |  | NINGBO DEYE ESS TECHNOLOGY CO., LTD | GE-F60 | 5 | Ningbo Deye Inverter Technology Co | SUN-40K-SG01HP3-AU-BM4 | Deye | 2026-08-16
2024-07-04 | HBS13357 | NINGBO DEYE ESS TECHNOLOGY CO., LTD GE-F60 (x6) w/ Ningbo Deye Inverter Technology Co SUN-40K-SG01HP3-AU-BM4 Deye Solarman / Deye Cloud | 331.74 |  |  | NINGBO DEYE ESS TECHNOLOGY CO., LTD | GE-F60 | 6 | Ningbo Deye Inverter Technology Co | SUN-40K-SG01HP3-AU-BM4 | Deye | 2026-08-16
2024-07-04 | HBS13358 | NINGBO DEYE ESS TECHNOLOGY CO., LTD GE-F60 (x1) w/ Ningbo Deye Inverter Technology Co SUN-50K-SG01HP3-AU-BM4 Deye Solarman / Deye Cloud | 55.29 |  |  | NINGBO DEYE ESS TECHNOLOGY CO., LTD | GE-F60 | 1 | Ningbo Deye Inverter Technology Co | SUN-50K-SG01HP3-AU-BM4 | Deye | 2026-08-16
2024-07-04 | HBS13359 | NINGBO DEYE ESS TECHNOLOGY CO., LTD GE-F60 (x2) w/ Ningbo Deye Inverter Technology Co SUN-50K-SG01HP3-AU-BM4 Deye Solarman / Deye Cloud | 110.58 |  |  | NINGBO DEYE ESS TECHNOLOGY CO., LTD | GE-F60 | 2 | Ningbo Deye Inverter Technology Co | SUN-50K-SG01HP3-AU-BM4 | Deye | 2026-08-16
2024-07-04 | HBS13360 | NINGBO DEYE ESS TECHNOLOGY CO., LTD GE-F60 (x3) w/ Ningbo Deye Inverter Technology Co SUN-50K-SG01HP3-AU-BM4 Deye Solarman / Deye Cloud | 165.87 |  |  | NINGBO DEYE ESS TECHNOLOGY CO., LTD | GE-F60 | 3 | Ningbo Deye Inverter Technology Co | SUN-50K-SG01HP3-AU-BM4 | Deye | 2026-08-16
2024-07-04 | HBS13361 | NINGBO DEYE ESS TECHNOLOGY CO., LTD GE-F60 (x4) w/ Ningbo Deye Inverter Technology Co SUN-50K-SG01HP3-AU-BM4 Deye Solarman / Deye Cloud | 221.16 |  |  | NINGBO DEYE ESS TECHNOLOGY CO., LTD | GE-F60 | 4 | Ningbo Deye Inverter Technology Co | SUN-50K-SG01HP3-AU-BM4 | Deye | 2026-08-16
2024-07-04 | HBS13362 | NINGBO DEYE ESS TECHNOLOGY CO., LTD GE-F60 (x5) w/ Ningbo Deye Inverter Technology Co SUN-50K-SG01HP3-AU-BM4 Deye Solarman / Deye Cloud | 276.45 |  |  | NINGBO DEYE ESS TECHNOLOGY CO., LTD | GE-F60 | 5 | Ningbo Deye Inverter Technology Co | SUN-50K-SG01HP3-AU-BM4 | Deye | 2026-08-16
2024-07-04 | HBS13363 | NINGBO DEYE ESS TECHNOLOGY CO., LTD GE-F60 (x6) w/ Ningbo Deye Inverter Technology Co SUN-50K-SG01HP3-AU-BM4 Deye Solarman / Deye Cloud | 331.74 |  |  | NINGBO DEYE ESS TECHNOLOGY CO., LTD | GE-F60 | 6 | Ningbo Deye Inverter Technology Co | SUN-50K-SG01HP3-AU-BM4 | Deye | 2026-08-16
2024-07-04 | HBS13364 | Pylontech US5000-B (x2) w/ SMA Australia Pty. Ltd. SI6.0H-13 (AS4777-2 2020) | 9.12 |  |  | Pylontech | US5000-B | 2 | SMA Australia Pty. Ltd. | SI6.0H-13 (AS4777-2 2020) | Pylontech | 2026-09-14
2024-07-04 | HBS13365 | Pylontech US5000-B (x3) w/ SMA Australia Pty. Ltd. SI6.0H-13 (AS4777-2 2020) | 13.68 |  |  | Pylontech | US5000-B | 3 | SMA Australia Pty. Ltd. | SI6.0H-13 (AS4777-2 2020) | Pylontech | 2026-09-14
2024-07-04 | HBS13366 | Pylontech US5000-B (x4) w/ SMA Australia Pty. Ltd. SI6.0H-13 (AS4777-2 2020) | 18.24 |  |  | Pylontech | US5000-B | 4 | SMA Australia Pty. Ltd. | SI6.0H-13 (AS4777-2 2020) | Pylontech | 2026-09-14
2024-07-04 | HBS13367 | Pylontech US5000-B (x5) w/ SMA Australia Pty. Ltd. SI6.0H-13 (AS4777-2 2020) | 22.8 |  |  | Pylontech | US5000-B | 5 | SMA Australia Pty. Ltd. | SI6.0H-13 (AS4777-2 2020) | Pylontech | 2026-09-14
2024-07-04 | HBS13368 | Pylontech US5000-B (x6) w/ SMA Australia Pty. Ltd. SI6.0H-13 (AS4777-2 2020) | 27.36 |  |  | Pylontech | US5000-B | 6 | SMA Australia Pty. Ltd. | SI6.0H-13 (AS4777-2 2020) | Pylontech | 2026-09-14
2024-07-04 | HBS13369 | Pylontech US5000-B (x7) w/ SMA Australia Pty. Ltd. SI6.0H-13 (AS4777-2 2020) | 31.92 |  |  | Pylontech | US5000-B | 7 | SMA Australia Pty. Ltd. | SI6.0H-13 (AS4777-2 2020) | Pylontech | 2026-09-14
2024-07-04 | HBS13370 | Pylontech US5000-B (x8) w/ SMA Australia Pty. Ltd. SI6.0H-13 (AS4777-2 2020) | 36.48 |  |  | Pylontech | US5000-B | 8 | SMA Australia Pty. Ltd. | SI6.0H-13 (AS4777-2 2020) | Pylontech | 2026-09-14
2024-07-04 | HBS13371 | Pylontech US5000-B (x9) w/ SMA Australia Pty. Ltd. SI6.0H-13 (AS4777-2 2020) | 41.04 |  |  | Pylontech | US5000-B | 9 | SMA Australia Pty. Ltd. | SI6.0H-13 (AS4777-2 2020) | Pylontech | 2026-09-14
2024-07-04 | HBS13372 | Pylontech US5000-B (x10) w/ SMA Australia Pty. Ltd. SI6.0H-13 (AS4777-2 2020) | 45.6 |  |  | Pylontech | US5000-B | 10 | SMA Australia Pty. Ltd. | SI6.0H-13 (AS4777-2 2020) | Pylontech | 2026-09-14
2024-07-04 | HBS13373 | Pylontech US5000-B (x11) w/ SMA Australia Pty. Ltd. SI6.0H-13 (AS4777-2 2020) | 50.16 |  |  | Pylontech | US5000-B | 11 | SMA Australia Pty. Ltd. | SI6.0H-13 (AS4777-2 2020) | Pylontech | 2026-09-14
2024-07-04 | HBS13374 | Pylontech US5000-B (x12) w/ SMA Australia Pty. Ltd. SI6.0H-13 (AS4777-2 2020) | 54.72 |  |  | Pylontech | US5000-B | 12 | SMA Australia Pty. Ltd. | SI6.0H-13 (AS4777-2 2020) | Pylontech | 2026-09-14
2024-07-04 | HBS13375 | Pylontech US5000-B (x13) w/ SMA Australia Pty. Ltd. SI6.0H-13 (AS4777-2 2020) | 59.28 |  |  | Pylontech | US5000-B | 13 | SMA Australia Pty. Ltd. | SI6.0H-13 (AS4777-2 2020) | Pylontech | 2026-09-14
2024-07-04 | HBS13376 | Pylontech US5000-B (x14) w/ SMA Australia Pty. Ltd. SI6.0H-13 (AS4777-2 2020) | 63.84 |  |  | Pylontech | US5000-B | 14 | SMA Australia Pty. Ltd. | SI6.0H-13 (AS4777-2 2020) | Pylontech | 2026-09-14
2024-07-04 | HBS13377 | Pylontech US5000-B (x15) w/ SMA Australia Pty. Ltd. SI6.0H-13 (AS4777-2 2020) | 68.4 |  |  | Pylontech | US5000-B | 15 | SMA Australia Pty. Ltd. | SI6.0H-13 (AS4777-2 2020) | Pylontech | 2026-09-14
2024-07-04 | HBS13378 | Pylontech US5000-B (x16) w/ SMA Australia Pty. Ltd. SI6.0H-13 (AS4777-2 2020) | 72.96 |  |  | Pylontech | US5000-B | 16 | SMA Australia Pty. Ltd. | SI6.0H-13 (AS4777-2 2020) | Pylontech | 2026-09-14
2024-07-04 | HBS13379 | Pylontech US5000-B (x2) w/ SMA Australia Pty. Ltd. SI8.0H-13 (AS4777-2 2020) | 9.12 |  |  | Pylontech | US5000-B | 2 | SMA Australia Pty. Ltd. | SI8.0H-13 (AS4777-2 2020) | Pylontech | 2026-09-14
2024-07-04 | HBS13380 | Pylontech US5000-B (x3) w/ SMA Australia Pty. Ltd. SI8.0H-13 (AS4777-2 2020) | 13.68 |  |  | Pylontech | US5000-B | 3 | SMA Australia Pty. Ltd. | SI8.0H-13 (AS4777-2 2020) | Pylontech | 2026-09-14
2024-07-04 | HBS13381 | Pylontech US5000-B (x4) w/ SMA Australia Pty. Ltd. SI8.0H-13 (AS4777-2 2020) | 18.24 |  |  | Pylontech | US5000-B | 4 | SMA Australia Pty. Ltd. | SI8.0H-13 (AS4777-2 2020) | Pylontech | 2026-09-14
2024-07-04 | HBS13382 | Pylontech US5000-B (x5) w/ SMA Australia Pty. Ltd. SI8.0H-13 (AS4777-2 2020) | 22.8 |  |  | Pylontech | US5000-B | 5 | SMA Australia Pty. Ltd. | SI8.0H-13 (AS4777-2 2020) | Pylontech | 2026-09-14
2024-07-04 | HBS13383 | Pylontech US5000-B (x6) w/ SMA Australia Pty. Ltd. SI8.0H-13 (AS4777-2 2020) | 27.36 |  |  | Pylontech | US5000-B | 6 | SMA Australia Pty. Ltd. | SI8.0H-13 (AS4777-2 2020) | Pylontech | 2026-09-14
2024-07-04 | HBS13384 | Pylontech US5000-B (x7) w/ SMA Australia Pty. Ltd. SI8.0H-13 (AS4777-2 2020) | 31.92 |  |  | Pylontech | US5000-B | 7 | SMA Australia Pty. Ltd. | SI8.0H-13 (AS4777-2 2020) | Pylontech | 2026-09-14
2024-07-04 | HBS13385 | Pylontech US5000-B (x8) w/ SMA Australia Pty. Ltd. SI8.0H-13 (AS4777-2 2020) | 36.48 |  |  | Pylontech | US5000-B | 8 | SMA Australia Pty. Ltd. | SI8.0H-13 (AS4777-2 2020) | Pylontech | 2026-09-14
2024-07-04 | HBS13386 | Pylontech US5000-B (x9) w/ SMA Australia Pty. Ltd. SI8.0H-13 (AS4777-2 2020) | 41.04 |  |  | Pylontech | US5000-B | 9 | SMA Australia Pty. Ltd. | SI8.0H-13 (AS4777-2 2020) | Pylontech | 2026-09-14
2024-07-04 | HBS13387 | Pylontech US5000-B (x10) w/ SMA Australia Pty. Ltd. SI8.0H-13 (AS4777-2 2020) | 45.6 |  |  | Pylontech | US5000-B | 10 | SMA Australia Pty. Ltd. | SI8.0H-13 (AS4777-2 2020) | Pylontech | 2026-09-14
2024-07-04 | HBS13388 | Pylontech US5000-B (x11) w/ SMA Australia Pty. Ltd. SI8.0H-13 (AS4777-2 2020) | 50.16 |  |  | Pylontech | US5000-B | 11 | SMA Australia Pty. Ltd. | SI8.0H-13 (AS4777-2 2020) | Pylontech | 2026-09-14
2024-07-04 | HBS13389 | Pylontech US5000-B (x12) w/ SMA Australia Pty. Ltd. SI8.0H-13 (AS4777-2 2020) | 54.72 |  |  | Pylontech | US5000-B | 12 | SMA Australia Pty. Ltd. | SI8.0H-13 (AS4777-2 2020) | Pylontech | 2026-09-14
2024-07-04 | HBS13390 | Pylontech US5000-B (x13) w/ SMA Australia Pty. Ltd. SI8.0H-13 (AS4777-2 2020) | 59.28 |  |  | Pylontech | US5000-B | 13 | SMA Australia Pty. Ltd. | SI8.0H-13 (AS4777-2 2020) | Pylontech | 2026-09-14
2024-07-04 | HBS13391 | Pylontech US5000-B (x14) w/ SMA Australia Pty. Ltd. SI8.0H-13 (AS4777-2 2020) | 63.84 |  |  | Pylontech | US5000-B | 14 | SMA Australia Pty. Ltd. | SI8.0H-13 (AS4777-2 2020) | Pylontech | 2026-09-14
2024-07-04 | HBS13392 | Pylontech US5000-B (x15) w/ SMA Australia Pty. Ltd. SI8.0H-13 (AS4777-2 2020) | 68.4 |  |  | Pylontech | US5000-B | 15 | SMA Australia Pty. Ltd. | SI8.0H-13 (AS4777-2 2020) | Pylontech | 2026-09-14
2024-07-04 | HBS13393 | Pylontech US5000-B (x16) w/ SMA Australia Pty. Ltd. SI8.0H-13 (AS4777-2 2020) | 72.96 |  |  | Pylontech | US5000-B | 16 | SMA Australia Pty. Ltd. | SI8.0H-13 (AS4777-2 2020) | Pylontech | 2026-09-14
2024-07-04 | HBS13394 | Pylontech US3000C (x2) w/ SMA Australia Pty. Ltd. SI6.0H-13 (AS4777-2 2020) | 6.74 |  |  | Pylontech | US3000C | 2 | SMA Australia Pty. Ltd. | SI6.0H-13 (AS4777-2 2020) | Pylontech | 2026-09-14
2024-07-04 | HBS13395 | Pylontech US3000C (x3) w/ SMA Australia Pty. Ltd. SI6.0H-13 (AS4777-2 2020) | 10.11 |  |  | Pylontech | US3000C | 3 | SMA Australia Pty. Ltd. | SI6.0H-13 (AS4777-2 2020) | Pylontech | 2026-09-14
2024-07-04 | HBS13396 | Pylontech US3000C (x4) w/ SMA Australia Pty. Ltd. SI6.0H-13 (AS4777-2 2020) | 13.48 |  |  | Pylontech | US3000C | 4 | SMA Australia Pty. Ltd. | SI6.0H-13 (AS4777-2 2020) | Pylontech | 2026-09-14
2024-07-04 | HBS13397 | Pylontech US3000C (x5) w/ SMA Australia Pty. Ltd. SI6.0H-13 (AS4777-2 2020) | 16.85 |  |  | Pylontech | US3000C | 5 | SMA Australia Pty. Ltd. | SI6.0H-13 (AS4777-2 2020) | Pylontech | 2026-09-14
2024-07-04 | HBS13398 | Pylontech US3000C (x6) w/ SMA Australia Pty. Ltd. SI6.0H-13 (AS4777-2 2020) | 20.22 |  |  | Pylontech | US3000C | 6 | SMA Australia Pty. Ltd. | SI6.0H-13 (AS4777-2 2020) | Pylontech | 2026-09-14
2024-07-04 | HBS13399 | Pylontech US3000C (x7) w/ SMA Australia Pty. Ltd. SI6.0H-13 (AS4777-2 2020) | 23.59 |  |  | Pylontech | US3000C | 7 | SMA Australia Pty. Ltd. | SI6.0H-13 (AS4777-2 2020) | Pylontech | 2026-09-14
2024-07-04 | HBS13400 | Pylontech US3000C (x8) w/ SMA Australia Pty. Ltd. SI6.0H-13 (AS4777-2 2020) | 26.96 |  |  | Pylontech | US3000C | 8 | SMA Australia Pty. Ltd. | SI6.0H-13 (AS4777-2 2020) | Pylontech | 2026-09-14
2024-07-04 | HBS13401 | Pylontech US3000C (x9) w/ SMA Australia Pty. Ltd. SI6.0H-13 (AS4777-2 2020) | 30.33 |  |  | Pylontech | US3000C | 9 | SMA Australia Pty. Ltd. | SI6.0H-13 (AS4777-2 2020) | Pylontech | 2026-09-14
2024-07-04 | HBS13402 | Pylontech US3000C (x10) w/ SMA Australia Pty. Ltd. SI6.0H-13 (AS4777-2 2020) | 33.7 |  |  | Pylontech | US3000C | 10 | SMA Australia Pty. Ltd. | SI6.0H-13 (AS4777-2 2020) | Pylontech | 2026-09-14
2024-07-04 | HBS13403 | Pylontech US3000C (x11) w/ SMA Australia Pty. Ltd. SI6.0H-13 (AS4777-2 2020) | 37.07 |  |  | Pylontech | US3000C | 11 | SMA Australia Pty. Ltd. | SI6.0H-13 (AS4777-2 2020) | Pylontech | 2026-09-14
2024-07-04 | HBS13404 | Pylontech US3000C (x12) w/ SMA Australia Pty. Ltd. SI6.0H-13 (AS4777-2 2020) | 40.44 |  |  | Pylontech | US3000C | 12 | SMA Australia Pty. Ltd. | SI6.0H-13 (AS4777-2 2020) | Pylontech | 2026-09-14
2024-07-04 | HBS13405 | Pylontech US3000C (x13) w/ SMA Australia Pty. Ltd. SI6.0H-13 (AS4777-2 2020) | 43.81 |  |  | Pylontech | US3000C | 13 | SMA Australia Pty. Ltd. | SI6.0H-13 (AS4777-2 2020) | Pylontech | 2026-09-14
2024-07-04 | HBS13406 | Pylontech US3000C (x14) w/ SMA Australia Pty. Ltd. SI6.0H-13 (AS4777-2 2020) | 47.18 |  |  | Pylontech | US3000C | 14 | SMA Australia Pty. Ltd. | SI6.0H-13 (AS4777-2 2020) | Pylontech | 2026-09-14
2024-07-04 | HBS13407 | Pylontech US3000C (x15) w/ SMA Australia Pty. Ltd. SI6.0H-13 (AS4777-2 2020) | 50.55 |  |  | Pylontech | US3000C | 15 | SMA Australia Pty. Ltd. | SI6.0H-13 (AS4777-2 2020) | Pylontech | 2026-09-14
2024-07-04 | HBS13408 | Pylontech US3000C (x16) w/ SMA Australia Pty. Ltd. SI6.0H-13 (AS4777-2 2020) | 53.92 |  |  | Pylontech | US3000C | 16 | SMA Australia Pty. Ltd. | SI6.0H-13 (AS4777-2 2020) | Pylontech | 2026-09-14
2024-07-04 | HBS13409 | Pylontech US3000C (x2) w/ SMA Australia Pty. Ltd. SI8.0H-13 (AS4777-2 2020) | 6.74 |  |  | Pylontech | US3000C | 2 | SMA Australia Pty. Ltd. | SI8.0H-13 (AS4777-2 2020) | Pylontech | 2026-09-14
2024-07-04 | HBS13410 | Pylontech US3000C (x3) w/ SMA Australia Pty. Ltd. SI8.0H-13 (AS4777-2 2020) | 10.11 |  |  | Pylontech | US3000C | 3 | SMA Australia Pty. Ltd. | SI8.0H-13 (AS4777-2 2020) | Pylontech | 2026-09-14
2024-07-04 | HBS13411 | Pylontech US3000C (x4) w/ SMA Australia Pty. Ltd. SI8.0H-13 (AS4777-2 2020) | 13.48 |  |  | Pylontech | US3000C | 4 | SMA Australia Pty. Ltd. | SI8.0H-13 (AS4777-2 2020) | Pylontech | 2026-09-14
2024-07-04 | HBS13412 | Pylontech US3000C (x5) w/ SMA Australia Pty. Ltd. SI8.0H-13 (AS4777-2 2020) | 16.85 |  |  | Pylontech | US3000C | 5 | SMA Australia Pty. Ltd. | SI8.0H-13 (AS4777-2 2020) | Pylontech | 2026-09-14
2024-07-04 | HBS13413 | Pylontech US3000C (x6) w/ SMA Australia Pty. Ltd. SI8.0H-13 (AS4777-2 2020) | 20.22 |  |  | Pylontech | US3000C | 6 | SMA Australia Pty. Ltd. | SI8.0H-13 (AS4777-2 2020) | Pylontech | 2026-09-14
2024-07-04 | HBS13414 | Pylontech US3000C (x7) w/ SMA Australia Pty. Ltd. SI8.0H-13 (AS4777-2 2020) | 23.59 |  |  | Pylontech | US3000C | 7 | SMA Australia Pty. Ltd. | SI8.0H-13 (AS4777-2 2020) | Pylontech | 2026-09-14
2024-07-04 | HBS13415 | Pylontech US3000C (x8) w/ SMA Australia Pty. Ltd. SI8.0H-13 (AS4777-2 2020) | 26.96 |  |  | Pylontech | US3000C | 8 | SMA Australia Pty. Ltd. | SI8.0H-13 (AS4777-2 2020) | Pylontech | 2026-09-14
2024-07-04 | HBS13416 | Pylontech US3000C (x9) w/ SMA Australia Pty. Ltd. SI8.0H-13 (AS4777-2 2020) | 30.33 |  |  | Pylontech | US3000C | 9 | SMA Australia Pty. Ltd. | SI8.0H-13 (AS4777-2 2020) | Pylontech | 2026-09-14
2024-07-04 | HBS13417 | Pylontech US3000C (x10) w/ SMA Australia Pty. Ltd. SI8.0H-13 (AS4777-2 2020) | 33.7 |  |  | Pylontech | US3000C | 10 | SMA Australia Pty. Ltd. | SI8.0H-13 (AS4777-2 2020) | Pylontech | 2026-09-14
2024-07-04 | HBS13418 | Pylontech US3000C (x11) w/ SMA Australia Pty. Ltd. SI8.0H-13 (AS4777-2 2020) | 37.07 |  |  | Pylontech | US3000C | 11 | SMA Australia Pty. Ltd. | SI8.0H-13 (AS4777-2 2020) | Pylontech | 2026-09-14
2024-07-04 | HBS13419 | Pylontech US3000C (x12) w/ SMA Australia Pty. Ltd. SI8.0H-13 (AS4777-2 2020) | 40.44 |  |  | Pylontech | US3000C | 12 | SMA Australia Pty. Ltd. | SI8.0H-13 (AS4777-2 2020) | Pylontech | 2026-09-14
2024-07-04 | HBS13420 | Pylontech US3000C (x13) w/ SMA Australia Pty. Ltd. SI8.0H-13 (AS4777-2 2020) | 43.81 |  |  | Pylontech | US3000C | 13 | SMA Australia Pty. Ltd. | SI8.0H-13 (AS4777-2 2020) | Pylontech | 2026-09-14
2024-07-04 | HBS13421 | Pylontech US3000C (x14) w/ SMA Australia Pty. Ltd. SI8.0H-13 (AS4777-2 2020) | 47.18 |  |  | Pylontech | US3000C | 14 | SMA Australia Pty. Ltd. | SI8.0H-13 (AS4777-2 2020) | Pylontech | 2026-09-14
2024-07-04 | HBS13422 | Pylontech US3000C (x15) w/ SMA Australia Pty. Ltd. SI8.0H-13 (AS4777-2 2020) | 50.55 |  |  | Pylontech | US3000C | 15 | SMA Australia Pty. Ltd. | SI8.0H-13 (AS4777-2 2020) | Pylontech | 2026-09-14
2024-07-04 | HBS13423 | Pylontech US3000C (x16) w/ SMA Australia Pty. Ltd. SI8.0H-13 (AS4777-2 2020) | 53.92 |  |  | Pylontech | US3000C | 16 | SMA Australia Pty. Ltd. | SI8.0H-13 (AS4777-2 2020) | Pylontech | 2026-09-14
2024-07-04 | HBS13424 | Pylontech Pelio-L-5.12 (x2) w/ SMA Australia Pty. Ltd. SI6.0H-13 (AS4777-2 2020) | 9.728 |  |  | Pylontech | Pelio-L-5.12 | 2 | SMA Australia Pty. Ltd. | SI6.0H-13 (AS4777-2 2020) | Pylontech | 2026-09-14
2024-07-04 | HBS13425 | Pylontech Pelio-L-5.12 (x3) w/ SMA Australia Pty. Ltd. SI6.0H-13 (AS4777-2 2020) | 14.592 |  |  | Pylontech | Pelio-L-5.12 | 3 | SMA Australia Pty. Ltd. | SI6.0H-13 (AS4777-2 2020) | Pylontech | 2026-09-14
2024-07-04 | HBS13426 | Pylontech Pelio-L-5.12 (x4) w/ SMA Australia Pty. Ltd. SI6.0H-13 (AS4777-2 2020) | 19.456 |  |  | Pylontech | Pelio-L-5.12 | 4 | SMA Australia Pty. Ltd. | SI6.0H-13 (AS4777-2 2020) | Pylontech | 2026-09-14
2024-07-04 | HBS13427 | Pylontech Pelio-L-5.12 (x5) w/ SMA Australia Pty. Ltd. SI6.0H-13 (AS4777-2 2020) | 24.32 |  |  | Pylontech | Pelio-L-5.12 | 5 | SMA Australia Pty. Ltd. | SI6.0H-13 (AS4777-2 2020) | Pylontech | 2026-09-14
2024-07-04 | HBS13428 | Pylontech Pelio-L-5.12 (x6) w/ SMA Australia Pty. Ltd. SI6.0H-13 (AS4777-2 2020) | 29.184 |  |  | Pylontech | Pelio-L-5.12 | 6 | SMA Australia Pty. Ltd. | SI6.0H-13 (AS4777-2 2020) | Pylontech | 2026-09-14
2024-07-04 | HBS13429 | Pylontech Pelio-L-5.12 (x7) w/ SMA Australia Pty. Ltd. SI6.0H-13 (AS4777-2 2020) | 34.048 |  |  | Pylontech | Pelio-L-5.12 | 7 | SMA Australia Pty. Ltd. | SI6.0H-13 (AS4777-2 2020) | Pylontech | 2026-09-14
2024-07-04 | HBS13430 | Pylontech Pelio-L-5.12 (x8) w/ SMA Australia Pty. Ltd. SI6.0H-13 (AS4777-2 2020) | 38.912 |  |  | Pylontech | Pelio-L-5.12 | 8 | SMA Australia Pty. Ltd. | SI6.0H-13 (AS4777-2 2020) | Pylontech | 2026-09-14
2024-07-04 | HBS13431 | Pylontech Pelio-L-5.12 (x9) w/ SMA Australia Pty. Ltd. SI6.0H-13 (AS4777-2 2020) | 43.776 |  |  | Pylontech | Pelio-L-5.12 | 9 | SMA Australia Pty. Ltd. | SI6.0H-13 (AS4777-2 2020) | Pylontech | 2026-09-14
2024-07-04 | HBS13432 | Pylontech Pelio-L-5.12 (x10) w/ SMA Australia Pty. Ltd. SI6.0H-13 (AS4777-2 2020) | 48.64 |  |  | Pylontech | Pelio-L-5.12 | 10 | SMA Australia Pty. Ltd. | SI6.0H-13 (AS4777-2 2020) | Pylontech | 2026-09-14
2024-07-04 | HBS13433 | Pylontech Pelio-L-5.12 (x11) w/ SMA Australia Pty. Ltd. SI6.0H-13 (AS4777-2 2020) | 53.504 |  |  | Pylontech | Pelio-L-5.12 | 11 | SMA Australia Pty. Ltd. | SI6.0H-13 (AS4777-2 2020) | Pylontech | 2026-09-14
2024-07-04 | HBS13434 | Pylontech Pelio-L-5.12 (x12) w/ SMA Australia Pty. Ltd. SI6.0H-13 (AS4777-2 2020) | 58.368 |  |  | Pylontech | Pelio-L-5.12 | 12 | SMA Australia Pty. Ltd. | SI6.0H-13 (AS4777-2 2020) | Pylontech | 2026-09-14
2024-07-04 | HBS13435 | Pylontech Pelio-L-5.12 (x13) w/ SMA Australia Pty. Ltd. SI6.0H-13 (AS4777-2 2020) | 63.232 |  |  | Pylontech | Pelio-L-5.12 | 13 | SMA Australia Pty. Ltd. | SI6.0H-13 (AS4777-2 2020) | Pylontech | 2026-09-14
2024-07-04 | HBS13436 | Pylontech Pelio-L-5.12 (x14) w/ SMA Australia Pty. Ltd. SI6.0H-13 (AS4777-2 2020) | 68.096 |  |  | Pylontech | Pelio-L-5.12 | 14 | SMA Australia Pty. Ltd. | SI6.0H-13 (AS4777-2 2020) | Pylontech | 2026-09-14
2024-07-04 | HBS13437 | Pylontech Pelio-L-5.12 (x15) w/ SMA Australia Pty. Ltd. SI6.0H-13 (AS4777-2 2020) | 72.96 |  |  | Pylontech | Pelio-L-5.12 | 15 | SMA Australia Pty. Ltd. | SI6.0H-13 (AS4777-2 2020) | Pylontech | 2026-09-14
2024-07-04 | HBS13438 | Pylontech Pelio-L-5.12 (x16) w/ SMA Australia Pty. Ltd. SI6.0H-13 (AS4777-2 2020) | 77.824 |  |  | Pylontech | Pelio-L-5.12 | 16 | SMA Australia Pty. Ltd. | SI6.0H-13 (AS4777-2 2020) | Pylontech | 2026-09-14
2024-07-04 | HBS13439 | Pylontech Pelio-L-5.12 (x17) w/ SMA Australia Pty. Ltd. SI6.0H-13 (AS4777-2 2020) | 82.688 |  |  | Pylontech | Pelio-L-5.12 | 17 | SMA Australia Pty. Ltd. | SI6.0H-13 (AS4777-2 2020) | Pylontech | 2026-09-14
2024-07-04 | HBS13440 | Pylontech Pelio-L-5.12 (x18) w/ SMA Australia Pty. Ltd. SI6.0H-13 (AS4777-2 2020) | 87.552 |  |  | Pylontech | Pelio-L-5.12 | 18 | SMA Australia Pty. Ltd. | SI6.0H-13 (AS4777-2 2020) | Pylontech | 2026-09-14
2024-07-04 | HBS13441 | Pylontech Pelio-L-5.12 (x19) w/ SMA Australia Pty. Ltd. SI6.0H-13 (AS4777-2 2020) | 92.416 |  |  | Pylontech | Pelio-L-5.12 | 19 | SMA Australia Pty. Ltd. | SI6.0H-13 (AS4777-2 2020) | Pylontech | 2026-09-14
2024-07-04 | HBS13442 | Pylontech Pelio-L-5.12 (x20) w/ SMA Australia Pty. Ltd. SI6.0H-13 (AS4777-2 2020) | 97.28 |  |  | Pylontech | Pelio-L-5.12 | 20 | SMA Australia Pty. Ltd. | SI6.0H-13 (AS4777-2 2020) | Pylontech | 2026-09-14
2024-07-04 | HBS13443 | Pylontech Pelio-L-5.12 (x2) w/ SMA Australia Pty. Ltd. SI8.0H-13 (AS4777-2 2020) | 9.728 |  |  | Pylontech | Pelio-L-5.12 | 2 | SMA Australia Pty. Ltd. | SI8.0H-13 (AS4777-2 2020) | Pylontech | 2026-09-14
2024-07-04 | HBS13444 | Pylontech Pelio-L-5.12 (x3) w/ SMA Australia Pty. Ltd. SI8.0H-13 (AS4777-2 2020) | 14.592 |  |  | Pylontech | Pelio-L-5.12 | 3 | SMA Australia Pty. Ltd. | SI8.0H-13 (AS4777-2 2020) | Pylontech | 2026-09-14
2024-07-04 | HBS13445 | Pylontech Pelio-L-5.12 (x4) w/ SMA Australia Pty. Ltd. SI8.0H-13 (AS4777-2 2020) | 19.456 |  |  | Pylontech | Pelio-L-5.12 | 4 | SMA Australia Pty. Ltd. | SI8.0H-13 (AS4777-2 2020) | Pylontech | 2026-09-14
2024-07-04 | HBS13446 | Pylontech Pelio-L-5.12 (x5) w/ SMA Australia Pty. Ltd. SI8.0H-13 (AS4777-2 2020) | 24.32 |  |  | Pylontech | Pelio-L-5.12 | 5 | SMA Australia Pty. Ltd. | SI8.0H-13 (AS4777-2 2020) | Pylontech | 2026-09-14
2024-07-04 | HBS13447 | Pylontech Pelio-L-5.12 (x6) w/ SMA Australia Pty. Ltd. SI8.0H-13 (AS4777-2 2020) | 29.184 |  |  | Pylontech | Pelio-L-5.12 | 6 | SMA Australia Pty. Ltd. | SI8.0H-13 (AS4777-2 2020) | Pylontech | 2026-09-14
2024-07-04 | HBS13448 | Pylontech Pelio-L-5.12 (x7) w/ SMA Australia Pty. Ltd. SI8.0H-13 (AS4777-2 2020) | 34.048 |  |  | Pylontech | Pelio-L-5.12 | 7 | SMA Australia Pty. Ltd. | SI8.0H-13 (AS4777-2 2020) | Pylontech | 2026-09-14
2024-07-04 | HBS13449 | Pylontech Pelio-L-5.12 (x8) w/ SMA Australia Pty. Ltd. SI8.0H-13 (AS4777-2 2020) | 38.912 |  |  | Pylontech | Pelio-L-5.12 | 8 | SMA Australia Pty. Ltd. | SI8.0H-13 (AS4777-2 2020) | Pylontech | 2026-09-14
2024-07-04 | HBS13450 | Pylontech Pelio-L-5.12 (x9) w/ SMA Australia Pty. Ltd. SI8.0H-13 (AS4777-2 2020) | 43.776 |  |  | Pylontech | Pelio-L-5.12 | 9 | SMA Australia Pty. Ltd. | SI8.0H-13 (AS4777-2 2020) | Pylontech | 2026-09-14
2024-07-04 | HBS13451 | Pylontech Pelio-L-5.12 (x10) w/ SMA Australia Pty. Ltd. SI8.0H-13 (AS4777-2 2020) | 48.64 |  |  | Pylontech | Pelio-L-5.12 | 10 | SMA Australia Pty. Ltd. | SI8.0H-13 (AS4777-2 2020) | Pylontech | 2026-09-14
2024-07-04 | HBS13452 | Pylontech Pelio-L-5.12 (x11) w/ SMA Australia Pty. Ltd. SI8.0H-13 (AS4777-2 2020) | 53.504 |  |  | Pylontech | Pelio-L-5.12 | 11 | SMA Australia Pty. Ltd. | SI8.0H-13 (AS4777-2 2020) | Pylontech | 2026-09-14
2024-07-04 | HBS13453 | Pylontech Pelio-L-5.12 (x12) w/ SMA Australia Pty. Ltd. SI8.0H-13 (AS4777-2 2020) | 58.368 |  |  | Pylontech | Pelio-L-5.12 | 12 | SMA Australia Pty. Ltd. | SI8.0H-13 (AS4777-2 2020) | Pylontech | 2026-09-14
2024-07-04 | HBS13454 | Pylontech Pelio-L-5.12 (x13) w/ SMA Australia Pty. Ltd. SI8.0H-13 (AS4777-2 2020) | 63.232 |  |  | Pylontech | Pelio-L-5.12 | 13 | SMA Australia Pty. Ltd. | SI8.0H-13 (AS4777-2 2020) | Pylontech | 2026-09-14
2024-07-04 | HBS13455 | Pylontech Pelio-L-5.12 (x14) w/ SMA Australia Pty. Ltd. SI8.0H-13 (AS4777-2 2020) | 68.096 |  |  | Pylontech | Pelio-L-5.12 | 14 | SMA Australia Pty. Ltd. | SI8.0H-13 (AS4777-2 2020) | Pylontech | 2026-09-14
2024-07-04 | HBS13456 | Pylontech Pelio-L-5.12 (x15) w/ SMA Australia Pty. Ltd. SI8.0H-13 (AS4777-2 2020) | 72.96 |  |  | Pylontech | Pelio-L-5.12 | 15 | SMA Australia Pty. Ltd. | SI8.0H-13 (AS4777-2 2020) | Pylontech | 2026-09-14
2024-07-04 | HBS13457 | Pylontech Pelio-L-5.12 (x16) w/ SMA Australia Pty. Ltd. SI8.0H-13 (AS4777-2 2020) | 77.824 |  |  | Pylontech | Pelio-L-5.12 | 16 | SMA Australia Pty. Ltd. | SI8.0H-13 (AS4777-2 2020) | Pylontech | 2026-09-14
2024-07-04 | HBS13458 | Pylontech Pelio-L-5.12 (x17) w/ SMA Australia Pty. Ltd. SI8.0H-13 (AS4777-2 2020) | 82.688 |  |  | Pylontech | Pelio-L-5.12 | 17 | SMA Australia Pty. Ltd. | SI8.0H-13 (AS4777-2 2020) | Pylontech | 2026-09-14
2024-07-04 | HBS13459 | Pylontech Pelio-L-5.12 (x18) w/ SMA Australia Pty. Ltd. SI8.0H-13 (AS4777-2 2020) | 87.552 |  |  | Pylontech | Pelio-L-5.12 | 18 | SMA Australia Pty. Ltd. | SI8.0H-13 (AS4777-2 2020) | Pylontech | 2026-09-14
2024-07-04 | HBS13460 | Pylontech Pelio-L-5.12 (x19) w/ SMA Australia Pty. Ltd. SI8.0H-13 (AS4777-2 2020) | 92.416 |  |  | Pylontech | Pelio-L-5.12 | 19 | SMA Australia Pty. Ltd. | SI8.0H-13 (AS4777-2 2020) | Pylontech | 2026-09-14
2024-07-04 | HBS13461 | Pylontech Pelio-L-5.12 (x20) w/ SMA Australia Pty. Ltd. SI8.0H-13 (AS4777-2 2020) | 97.28 |  |  | Pylontech | Pelio-L-5.12 | 20 | SMA Australia Pty. Ltd. | SI8.0H-13 (AS4777-2 2020) | Pylontech | 2026-09-14
2024-08-12 | HBS13462 | Daqin New Energy Tech (Taizhou) Co. Ltd. Powerbox pro (x1) w/ Shenzhen SofarSolar Co. Ltd HYD 3000-ES | 9.22 |  |  | Daqin New Energy Tech (Taizhou) Co. Ltd. | Powerbox pro | 1 | Shenzhen SofarSolar Co. Ltd | HYD 3000-ES | Dyness | 2025-06-23
2024-08-12 | HBS13463 | Daqin New Energy Tech (Taizhou) Co. Ltd. Powerbox pro (x2) w/ Shenzhen SofarSolar Co. Ltd HYD 3000-ES | 18.44 |  |  | Daqin New Energy Tech (Taizhou) Co. Ltd. | Powerbox pro | 2 | Shenzhen SofarSolar Co. Ltd | HYD 3000-ES | Dyness | 2025-06-23
2024-08-12 | HBS13464 | Daqin New Energy Tech (Taizhou) Co. Ltd. Powerbox pro (x3) w/ Shenzhen SofarSolar Co. Ltd HYD 3000-ES | 27.66 |  |  | Daqin New Energy Tech (Taizhou) Co. Ltd. | Powerbox pro | 3 | Shenzhen SofarSolar Co. Ltd | HYD 3000-ES | Dyness | 2025-06-23
2024-08-12 | HBS13465 | Daqin New Energy Tech (Taizhou) Co. Ltd. Powerbox pro (x4) w/ Shenzhen SofarSolar Co. Ltd HYD 3000-ES | 36.88 |  |  | Daqin New Energy Tech (Taizhou) Co. Ltd. | Powerbox pro | 4 | Shenzhen SofarSolar Co. Ltd | HYD 3000-ES | Dyness | 2025-06-23
2024-08-12 | HBS13466 | Daqin New Energy Tech (Taizhou) Co. Ltd. Powerbox pro (x5) w/ Shenzhen SofarSolar Co. Ltd HYD 3000-ES | 46.1 |  |  | Daqin New Energy Tech (Taizhou) Co. Ltd. | Powerbox pro | 5 | Shenzhen SofarSolar Co. Ltd | HYD 3000-ES | Dyness | 2025-06-23
2024-08-12 | HBS13467 | Daqin New Energy Tech (Taizhou) Co. Ltd. Powerbox pro (x1) w/ Shenzhen SofarSolar Co. Ltd HYD 4000-ES | 9.22 |  |  | Daqin New Energy Tech (Taizhou) Co. Ltd. | Powerbox pro | 1 | Shenzhen SofarSolar Co. Ltd | HYD 4000-ES | Dyness | 2025-06-23
2024-08-12 | HBS13468 | Daqin New Energy Tech (Taizhou) Co. Ltd. Powerbox pro (x2) w/ Shenzhen SofarSolar Co. Ltd HYD 4000-ES | 18.44 |  |  | Daqin New Energy Tech (Taizhou) Co. Ltd. | Powerbox pro | 2 | Shenzhen SofarSolar Co. Ltd | HYD 4000-ES | Dyness | 2025-06-23
2024-08-12 | HBS13469 | Daqin New Energy Tech (Taizhou) Co. Ltd. Powerbox pro (x3) w/ Shenzhen SofarSolar Co. Ltd HYD 4000-ES | 27.66 |  |  | Daqin New Energy Tech (Taizhou) Co. Ltd. | Powerbox pro | 3 | Shenzhen SofarSolar Co. Ltd | HYD 4000-ES | Dyness | 2025-06-23
2024-08-12 | HBS13470 | Daqin New Energy Tech (Taizhou) Co. Ltd. Powerbox pro (x4) w/ Shenzhen SofarSolar Co. Ltd HYD 4000-ES | 36.88 |  |  | Daqin New Energy Tech (Taizhou) Co. Ltd. | Powerbox pro | 4 | Shenzhen SofarSolar Co. Ltd | HYD 4000-ES | Dyness | 2025-06-23
2024-08-12 | HBS13471 | Daqin New Energy Tech (Taizhou) Co. Ltd. Powerbox pro (x5) w/ Shenzhen SofarSolar Co. Ltd HYD 4000-ES | 46.1 |  |  | Daqin New Energy Tech (Taizhou) Co. Ltd. | Powerbox pro | 5 | Shenzhen SofarSolar Co. Ltd | HYD 4000-ES | Dyness | 2025-06-23
2024-08-12 | HBS13472 | Daqin New Energy Tech (Taizhou) Co. Ltd. Powerbox pro (x1) w/ Shenzhen SofarSolar Co. Ltd HYD 6000-ES | 9.22 |  |  | Daqin New Energy Tech (Taizhou) Co. Ltd. | Powerbox pro | 1 | Shenzhen SofarSolar Co. Ltd | HYD 6000-ES | Dyness | 2025-06-23
2024-08-12 | HBS13473 | Daqin New Energy Tech (Taizhou) Co. Ltd. Powerbox pro (x2) w/ Shenzhen SofarSolar Co. Ltd HYD 6000-ES | 18.44 |  |  | Daqin New Energy Tech (Taizhou) Co. Ltd. | Powerbox pro | 2 | Shenzhen SofarSolar Co. Ltd | HYD 6000-ES | Dyness | 2025-06-23
2024-08-12 | HBS13474 | Daqin New Energy Tech (Taizhou) Co. Ltd. Powerbox pro (x3) w/ Shenzhen SofarSolar Co. Ltd HYD 6000-ES | 27.66 |  |  | Daqin New Energy Tech (Taizhou) Co. Ltd. | Powerbox pro | 3 | Shenzhen SofarSolar Co. Ltd | HYD 6000-ES | Dyness | 2025-06-23
2024-08-12 | HBS13475 | Daqin New Energy Tech (Taizhou) Co. Ltd. Powerbox pro (x4) w/ Shenzhen SofarSolar Co. Ltd HYD 6000-ES | 36.88 |  |  | Daqin New Energy Tech (Taizhou) Co. Ltd. | Powerbox pro | 4 | Shenzhen SofarSolar Co. Ltd | HYD 6000-ES | Dyness | 2025-06-23
2024-08-12 | HBS13476 | Daqin New Energy Tech (Taizhou) Co. Ltd. Powerbox pro (x5) w/ Shenzhen SofarSolar Co. Ltd HYD 6000-ES | 46.1 |  |  | Daqin New Energy Tech (Taizhou) Co. Ltd. | Powerbox pro | 5 | Shenzhen SofarSolar Co. Ltd | HYD 6000-ES | Dyness | 2025-06-23
2024-08-12 | HBS13477 | Daqin New Energy Tech (Taizhou) Co. Ltd. Powerdepot H5B (x2) w/ Shenzhen SofarSolar Co. Ltd HYD 3000-ES | 9.22 |  |  | Daqin New Energy Tech (Taizhou) Co. Ltd. | Powerdepot H5B | 2 | Shenzhen SofarSolar Co. Ltd | HYD 3000-ES | Dyness | 2025-06-23
2024-08-12 | HBS13478 | Daqin New Energy Tech (Taizhou) Co. Ltd. Powerdepot H5B (x3) w/ Shenzhen SofarSolar Co. Ltd HYD 3000-ES | 13.83 |  |  | Daqin New Energy Tech (Taizhou) Co. Ltd. | Powerdepot H5B | 3 | Shenzhen SofarSolar Co. Ltd | HYD 3000-ES | Dyness | 2025-06-23
2024-08-12 | HBS13479 | Daqin New Energy Tech (Taizhou) Co. Ltd. Powerdepot H5B (x4) w/ Shenzhen SofarSolar Co. Ltd HYD 3000-ES | 18.44 |  |  | Daqin New Energy Tech (Taizhou) Co. Ltd. | Powerdepot H5B | 4 | Shenzhen SofarSolar Co. Ltd | HYD 3000-ES | Dyness | 2025-06-23
2024-08-12 | HBS13480 | Daqin New Energy Tech (Taizhou) Co. Ltd. Powerdepot H5B (x5) w/ Shenzhen SofarSolar Co. Ltd HYD 3000-ES | 23.05 |  |  | Daqin New Energy Tech (Taizhou) Co. Ltd. | Powerdepot H5B | 5 | Shenzhen SofarSolar Co. Ltd | HYD 3000-ES | Dyness | 2025-06-23
2024-08-12 | HBS13481 | Daqin New Energy Tech (Taizhou) Co. Ltd. Powerdepot H5B (x2) w/ Shenzhen SofarSolar Co. Ltd HYD 4000-ES | 9.22 |  |  | Daqin New Energy Tech (Taizhou) Co. Ltd. | Powerdepot H5B | 2 | Shenzhen SofarSolar Co. Ltd | HYD 4000-ES | Dyness | 2025-06-23
2024-08-12 | HBS13482 | Daqin New Energy Tech (Taizhou) Co. Ltd. Powerdepot H5B (x3) w/ Shenzhen SofarSolar Co. Ltd HYD 4000-ES | 13.83 |  |  | Daqin New Energy Tech (Taizhou) Co. Ltd. | Powerdepot H5B | 3 | Shenzhen SofarSolar Co. Ltd | HYD 4000-ES | Dyness | 2025-06-23
2024-08-12 | HBS13483 | Daqin New Energy Tech (Taizhou) Co. Ltd. Powerdepot H5B (x4) w/ Shenzhen SofarSolar Co. Ltd HYD 4000-ES | 18.44 |  |  | Daqin New Energy Tech (Taizhou) Co. Ltd. | Powerdepot H5B | 4 | Shenzhen SofarSolar Co. Ltd | HYD 4000-ES | Dyness | 2025-06-23
2024-08-12 | HBS13484 | Daqin New Energy Tech (Taizhou) Co. Ltd. Powerdepot H5B (x5) w/ Shenzhen SofarSolar Co. Ltd HYD 4000-ES | 23.05 |  |  | Daqin New Energy Tech (Taizhou) Co. Ltd. | Powerdepot H5B | 5 | Shenzhen SofarSolar Co. Ltd | HYD 4000-ES | Dyness | 2025-06-23
2024-08-12 | HBS13485 | Daqin New Energy Tech (Taizhou) Co. Ltd. Powerdepot H5B (x2) w/ Shenzhen SofarSolar Co. Ltd HYD 6000-ES | 9.22 |  |  | Daqin New Energy Tech (Taizhou) Co. Ltd. | Powerdepot H5B | 2 | Shenzhen SofarSolar Co. Ltd | HYD 6000-ES | Dyness | 2025-06-23
2024-08-12 | HBS13486 | Daqin New Energy Tech (Taizhou) Co. Ltd. Powerdepot H5B (x3) w/ Shenzhen SofarSolar Co. Ltd HYD 6000-ES | 13.83 |  |  | Daqin New Energy Tech (Taizhou) Co. Ltd. | Powerdepot H5B | 3 | Shenzhen SofarSolar Co. Ltd | HYD 6000-ES | Dyness | 2025-06-23
2024-08-12 | HBS13487 | Daqin New Energy Tech (Taizhou) Co. Ltd. Powerdepot H5B (x4) w/ Shenzhen SofarSolar Co. Ltd HYD 6000-ES | 18.44 |  |  | Daqin New Energy Tech (Taizhou) Co. Ltd. | Powerdepot H5B | 4 | Shenzhen SofarSolar Co. Ltd | HYD 6000-ES | Dyness | 2025-06-23
2024-08-12 | HBS13488 | Daqin New Energy Tech (Taizhou) Co. Ltd. Powerdepot H5B (x5) w/ Shenzhen SofarSolar Co. Ltd HYD 6000-ES | 23.05 |  |  | Daqin New Energy Tech (Taizhou) Co. Ltd. | Powerdepot H5B | 5 | Shenzhen SofarSolar Co. Ltd | HYD 6000-ES | Dyness | 2025-06-23
2024-08-12 | HBS13489 | Daqin New Energy Tech (Taizhou) Co. Ltd. Powerbox pro (x1) w/ Ginlong Technologies Co Ltd S5-EH1P3K-L | 9.22 |  |  | Daqin New Energy Tech (Taizhou) Co. Ltd. | Powerbox pro | 1 | Ginlong Technologies Co Ltd | S5-EH1P3K-L | Dyness | 2025-06-23
2024-08-12 | HBS13490 | Daqin New Energy Tech (Taizhou) Co. Ltd. Powerbox pro (x2) w/ Ginlong Technologies Co Ltd S5-EH1P3K-L | 18.44 |  |  | Daqin New Energy Tech (Taizhou) Co. Ltd. | Powerbox pro | 2 | Ginlong Technologies Co Ltd | S5-EH1P3K-L | Dyness | 2025-06-23
2024-08-12 | HBS13491 | Daqin New Energy Tech (Taizhou) Co. Ltd. Powerbox pro (x3) w/ Ginlong Technologies Co Ltd S5-EH1P3K-L | 27.66 |  |  | Daqin New Energy Tech (Taizhou) Co. Ltd. | Powerbox pro | 3 | Ginlong Technologies Co Ltd | S5-EH1P3K-L | Dyness | 2025-06-23
2024-08-12 | HBS13492 | Daqin New Energy Tech (Taizhou) Co. Ltd. Powerbox pro (x4) w/ Ginlong Technologies Co Ltd S5-EH1P3K-L | 36.88 |  |  | Daqin New Energy Tech (Taizhou) Co. Ltd. | Powerbox pro | 4 | Ginlong Technologies Co Ltd | S5-EH1P3K-L | Dyness | 2025-06-23
2024-08-12 | HBS13493 | Daqin New Energy Tech (Taizhou) Co. Ltd. Powerbox pro (x5) w/ Ginlong Technologies Co Ltd S5-EH1P3K-L | 46.1 |  |  | Daqin New Energy Tech (Taizhou) Co. Ltd. | Powerbox pro | 5 | Ginlong Technologies Co Ltd | S5-EH1P3K-L | Dyness | 2025-06-23
2024-08-12 | HBS13494 | Daqin New Energy Tech (Taizhou) Co. Ltd. Powerbox pro (x1) w/ Ginlong Technologies Co Ltd S5-EH1P3.6K-L | 9.22 |  |  | Daqin New Energy Tech (Taizhou) Co. Ltd. | Powerbox pro | 1 | Ginlong Technologies Co Ltd | S5-EH1P3.6K-L | Dyness | 2025-06-23
2024-08-12 | HBS13495 | Daqin New Energy Tech (Taizhou) Co. Ltd. Powerbox pro (x2) w/ Ginlong Technologies Co Ltd S5-EH1P3.6K-L | 18.44 |  |  | Daqin New Energy Tech (Taizhou) Co. Ltd. | Powerbox pro | 2 | Ginlong Technologies Co Ltd | S5-EH1P3.6K-L | Dyness | 2025-06-23
2024-08-12 | HBS13496 | Daqin New Energy Tech (Taizhou) Co. Ltd. Powerbox pro (x3) w/ Ginlong Technologies Co Ltd S5-EH1P3.6K-L | 27.66 |  |  | Daqin New Energy Tech (Taizhou) Co. Ltd. | Powerbox pro | 3 | Ginlong Technologies Co Ltd | S5-EH1P3.6K-L | Dyness | 2025-06-23
2024-08-12 | HBS13497 | Daqin New Energy Tech (Taizhou) Co. Ltd. Powerbox pro (x4) w/ Ginlong Technologies Co Ltd S5-EH1P3.6K-L | 36.88 |  |  | Daqin New Energy Tech (Taizhou) Co. Ltd. | Powerbox pro | 4 | Ginlong Technologies Co Ltd | S5-EH1P3.6K-L | Dyness | 2025-06-23
2024-08-12 | HBS13498 | Daqin New Energy Tech (Taizhou) Co. Ltd. Powerbox pro (x5) w/ Ginlong Technologies Co Ltd S5-EH1P3.6K-L | 46.1 |  |  | Daqin New Energy Tech (Taizhou) Co. Ltd. | Powerbox pro | 5 | Ginlong Technologies Co Ltd | S5-EH1P3.6K-L | Dyness | 2025-06-23
2024-08-12 | HBS13499 | Daqin New Energy Tech (Taizhou) Co. Ltd. Powerbox pro (x1) w/ Ginlong Technologies Co Ltd S5-EH1P4.6K-L | 9.22 |  |  | Daqin New Energy Tech (Taizhou) Co. Ltd. | Powerbox pro | 1 | Ginlong Technologies Co Ltd | S5-EH1P4.6K-L | Dyness | 2025-06-23
2024-08-12 | HBS13500 | Daqin New Energy Tech (Taizhou) Co. Ltd. Powerbox pro (x2) w/ Ginlong Technologies Co Ltd S5-EH1P4.6K-L | 18.44 |  |  | Daqin New Energy Tech (Taizhou) Co. Ltd. | Powerbox pro | 2 | Ginlong Technologies Co Ltd | S5-EH1P4.6K-L | Dyness | 2025-06-23
2024-08-12 | HBS13501 | Daqin New Energy Tech (Taizhou) Co. Ltd. Powerbox pro (x3) w/ Ginlong Technologies Co Ltd S5-EH1P4.6K-L | 27.66 |  |  | Daqin New Energy Tech (Taizhou) Co. Ltd. | Powerbox pro | 3 | Ginlong Technologies Co Ltd | S5-EH1P4.6K-L | Dyness | 2025-06-23
2024-08-12 | HBS13502 | Daqin New Energy Tech (Taizhou) Co. Ltd. Powerbox pro (x4) w/ Ginlong Technologies Co Ltd S5-EH1P4.6K-L | 36.88 |  |  | Daqin New Energy Tech (Taizhou) Co. Ltd. | Powerbox pro | 4 | Ginlong Technologies Co Ltd | S5-EH1P4.6K-L | Dyness | 2025-06-23
2024-08-12 | HBS13503 | Daqin New Energy Tech (Taizhou) Co. Ltd. Powerbox pro (x5) w/ Ginlong Technologies Co Ltd S5-EH1P4.6K-L | 46.1 |  |  | Daqin New Energy Tech (Taizhou) Co. Ltd. | Powerbox pro | 5 | Ginlong Technologies Co Ltd | S5-EH1P4.6K-L | Dyness | 2025-06-23
2024-08-12 | HBS13504 | Daqin New Energy Tech (Taizhou) Co. Ltd. Powerbox pro (x1) w/ Ginlong Technologies Co Ltd S5-EH1P5K-L | 9.22 |  |  | Daqin New Energy Tech (Taizhou) Co. Ltd. | Powerbox pro | 1 | Ginlong Technologies Co Ltd | S5-EH1P5K-L | Dyness | 2025-06-23
2024-08-12 | HBS13505 | Daqin New Energy Tech (Taizhou) Co. Ltd. Powerbox pro (x2) w/ Ginlong Technologies Co Ltd S5-EH1P5K-L | 18.44 |  |  | Daqin New Energy Tech (Taizhou) Co. Ltd. | Powerbox pro | 2 | Ginlong Technologies Co Ltd | S5-EH1P5K-L | Dyness | 2025-06-23
2024-08-12 | HBS13506 | Daqin New Energy Tech (Taizhou) Co. Ltd. Powerbox pro (x3) w/ Ginlong Technologies Co Ltd S5-EH1P5K-L | 27.66 |  |  | Daqin New Energy Tech (Taizhou) Co. Ltd. | Powerbox pro | 3 | Ginlong Technologies Co Ltd | S5-EH1P5K-L | Dyness | 2025-06-23
2024-08-12 | HBS13507 | Daqin New Energy Tech (Taizhou) Co. Ltd. Powerbox pro (x4) w/ Ginlong Technologies Co Ltd S5-EH1P5K-L | 36.88 |  |  | Daqin New Energy Tech (Taizhou) Co. Ltd. | Powerbox pro | 4 | Ginlong Technologies Co Ltd | S5-EH1P5K-L | Dyness | 2025-06-23
2024-08-12 | HBS13508 | Daqin New Energy Tech (Taizhou) Co. Ltd. Powerbox pro (x5) w/ Ginlong Technologies Co Ltd S5-EH1P5K-L | 46.1 |  |  | Daqin New Energy Tech (Taizhou) Co. Ltd. | Powerbox pro | 5 | Ginlong Technologies Co Ltd | S5-EH1P5K-L | Dyness | 2025-06-23
2024-08-12 | HBS13509 | Daqin New Energy Tech (Taizhou) Co. Ltd. Powerbox pro (x1) w/ Ginlong Technologies Co Ltd S5-EH1P6K-L | 9.22 |  |  | Daqin New Energy Tech (Taizhou) Co. Ltd. | Powerbox pro | 1 | Ginlong Technologies Co Ltd | S5-EH1P6K-L | Dyness | 2025-06-23
2024-08-12 | HBS13510 | Daqin New Energy Tech (Taizhou) Co. Ltd. Powerbox pro (x2) w/ Ginlong Technologies Co Ltd S5-EH1P6K-L | 18.44 |  |  | Daqin New Energy Tech (Taizhou) Co. Ltd. | Powerbox pro | 2 | Ginlong Technologies Co Ltd | S5-EH1P6K-L | Dyness | 2025-06-23
2024-08-12 | HBS13511 | Daqin New Energy Tech (Taizhou) Co. Ltd. Powerbox pro (x3) w/ Ginlong Technologies Co Ltd S5-EH1P6K-L | 27.66 |  |  | Daqin New Energy Tech (Taizhou) Co. Ltd. | Powerbox pro | 3 | Ginlong Technologies Co Ltd | S5-EH1P6K-L | Dyness | 2025-06-23
2024-08-12 | HBS13512 | Daqin New Energy Tech (Taizhou) Co. Ltd. Powerbox pro (x4) w/ Ginlong Technologies Co Ltd S5-EH1P6K-L | 36.88 |  |  | Daqin New Energy Tech (Taizhou) Co. Ltd. | Powerbox pro | 4 | Ginlong Technologies Co Ltd | S5-EH1P6K-L | Dyness | 2025-06-23
2024-08-12 | HBS13513 | Daqin New Energy Tech (Taizhou) Co. Ltd. Powerbox pro (x5) w/ Ginlong Technologies Co Ltd S5-EH1P6K-L | 46.1 |  |  | Daqin New Energy Tech (Taizhou) Co. Ltd. | Powerbox pro | 5 | Ginlong Technologies Co Ltd | S5-EH1P6K-L | Dyness | 2025-06-23
2024-08-12 | HBS13514 | Daqin New Energy Tech (Taizhou) Co. Ltd. Powerdepot H5B (x2) w/ Ginlong Technologies Co Ltd S5-EH1P3K-L | 9.22 |  |  | Daqin New Energy Tech (Taizhou) Co. Ltd. | Powerdepot H5B | 2 | Ginlong Technologies Co Ltd | S5-EH1P3K-L | Dyness | 2025-06-23
2024-08-12 | HBS13515 | Daqin New Energy Tech (Taizhou) Co. Ltd. Powerdepot H5B (x3) w/ Ginlong Technologies Co Ltd S5-EH1P3K-L | 13.83 |  |  | Daqin New Energy Tech (Taizhou) Co. Ltd. | Powerdepot H5B | 3 | Ginlong Technologies Co Ltd | S5-EH1P3K-L | Dyness | 2025-06-23
2024-08-12 | HBS13516 | Daqin New Energy Tech (Taizhou) Co. Ltd. Powerdepot H5B (x4) w/ Ginlong Technologies Co Ltd S5-EH1P3K-L | 18.44 |  |  | Daqin New Energy Tech (Taizhou) Co. Ltd. | Powerdepot H5B | 4 | Ginlong Technologies Co Ltd | S5-EH1P3K-L | Dyness | 2025-06-23
2024-08-12 | HBS13517 | Daqin New Energy Tech (Taizhou) Co. Ltd. Powerdepot H5B (x5) w/ Ginlong Technologies Co Ltd S5-EH1P3K-L | 23.05 |  |  | Daqin New Energy Tech (Taizhou) Co. Ltd. | Powerdepot H5B | 5 | Ginlong Technologies Co Ltd | S5-EH1P3K-L | Dyness | 2025-06-23
2024-08-12 | HBS13518 | Daqin New Energy Tech (Taizhou) Co. Ltd. Powerdepot H5B (x2) w/ Ginlong Technologies Co Ltd S5-EH1P3.6K-L | 9.22 |  |  | Daqin New Energy Tech (Taizhou) Co. Ltd. | Powerdepot H5B | 2 | Ginlong Technologies Co Ltd | S5-EH1P3.6K-L | Dyness | 2025-06-23
2024-08-12 | HBS13519 | Daqin New Energy Tech (Taizhou) Co. Ltd. Powerdepot H5B (x3) w/ Ginlong Technologies Co Ltd S5-EH1P3.6K-L | 13.83 |  |  | Daqin New Energy Tech (Taizhou) Co. Ltd. | Powerdepot H5B | 3 | Ginlong Technologies Co Ltd | S5-EH1P3.6K-L | Dyness | 2025-06-23
2024-08-12 | HBS13520 | Daqin New Energy Tech (Taizhou) Co. Ltd. Powerdepot H5B (x4) w/ Ginlong Technologies Co Ltd S5-EH1P3.6K-L | 18.44 |  |  | Daqin New Energy Tech (Taizhou) Co. Ltd. | Powerdepot H5B | 4 | Ginlong Technologies Co Ltd | S5-EH1P3.6K-L | Dyness | 2025-06-23
2024-08-12 | HBS13521 | Daqin New Energy Tech (Taizhou) Co. Ltd. Powerdepot H5B (x5) w/ Ginlong Technologies Co Ltd S5-EH1P3.6K-L | 23.05 |  |  | Daqin New Energy Tech (Taizhou) Co. Ltd. | Powerdepot H5B | 5 | Ginlong Technologies Co Ltd | S5-EH1P3.6K-L | Dyness | 2025-06-23
2024-08-12 | HBS13522 | Daqin New Energy Tech (Taizhou) Co. Ltd. Powerdepot H5B (x2) w/ Ginlong Technologies Co Ltd S5-EH1P4.6K-L | 9.22 |  |  | Daqin New Energy Tech (Taizhou) Co. Ltd. | Powerdepot H5B | 2 | Ginlong Technologies Co Ltd | S5-EH1P4.6K-L | Dyness | 2025-06-23
2024-08-12 | HBS13523 | Daqin New Energy Tech (Taizhou) Co. Ltd. Powerdepot H5B (x3) w/ Ginlong Technologies Co Ltd S5-EH1P4.6K-L | 13.83 |  |  | Daqin New Energy Tech (Taizhou) Co. Ltd. | Powerdepot H5B | 3 | Ginlong Technologies Co Ltd | S5-EH1P4.6K-L | Dyness | 2025-06-23
2024-08-12 | HBS13524 | Daqin New Energy Tech (Taizhou) Co. Ltd. Powerdepot H5B (x4) w/ Ginlong Technologies Co Ltd S5-EH1P4.6K-L | 18.44 |  |  | Daqin New Energy Tech (Taizhou) Co. Ltd. | Powerdepot H5B | 4 | Ginlong Technologies Co Ltd | S5-EH1P4.6K-L | Dyness | 2025-06-23
2024-08-12 | HBS13525 | Daqin New Energy Tech (Taizhou) Co. Ltd. Powerdepot H5B (x5) w/ Ginlong Technologies Co Ltd S5-EH1P4.6K-L | 23.05 |  |  | Daqin New Energy Tech (Taizhou) Co. Ltd. | Powerdepot H5B | 5 | Ginlong Technologies Co Ltd | S5-EH1P4.6K-L | Dyness | 2025-06-23
2024-08-12 | HBS13526 | Daqin New Energy Tech (Taizhou) Co. Ltd. Powerdepot H5B (x2) w/ Ginlong Technologies Co Ltd S5-EH1P5K-L | 9.22 |  |  | Daqin New Energy Tech (Taizhou) Co. Ltd. | Powerdepot H5B | 2 | Ginlong Technologies Co Ltd | S5-EH1P5K-L | Dyness | 2025-06-23
2024-08-12 | HBS13527 | Daqin New Energy Tech (Taizhou) Co. Ltd. Powerdepot H5B (x3) w/ Ginlong Technologies Co Ltd S5-EH1P5K-L | 13.83 |  |  | Daqin New Energy Tech (Taizhou) Co. Ltd. | Powerdepot H5B | 3 | Ginlong Technologies Co Ltd | S5-EH1P5K-L | Dyness | 2025-06-23
2024-08-12 | HBS13528 | Daqin New Energy Tech (Taizhou) Co. Ltd. Powerdepot H5B (x4) w/ Ginlong Technologies Co Ltd S5-EH1P5K-L | 18.44 |  |  | Daqin New Energy Tech (Taizhou) Co. Ltd. | Powerdepot H5B | 4 | Ginlong Technologies Co Ltd | S5-EH1P5K-L | Dyness | 2025-06-23
2024-08-12 | HBS13529 | Daqin New Energy Tech (Taizhou) Co. Ltd. Powerdepot H5B (x5) w/ Ginlong Technologies Co Ltd S5-EH1P5K-L | 23.05 |  |  | Daqin New Energy Tech (Taizhou) Co. Ltd. | Powerdepot H5B | 5 | Ginlong Technologies Co Ltd | S5-EH1P5K-L | Dyness | 2025-06-23
2024-08-12 | HBS13530 | Daqin New Energy Tech (Taizhou) Co. Ltd. Powerdepot H5B (x2) w/ Ginlong Technologies Co Ltd S5-EH1P6K-L | 9.22 |  |  | Daqin New Energy Tech (Taizhou) Co. Ltd. | Powerdepot H5B | 2 | Ginlong Technologies Co Ltd | S5-EH1P6K-L | Dyness | 2025-06-23
2024-08-12 | HBS13531 | Daqin New Energy Tech (Taizhou) Co. Ltd. Powerdepot H5B (x3) w/ Ginlong Technologies Co Ltd S5-EH1P6K-L | 13.83 |  |  | Daqin New Energy Tech (Taizhou) Co. Ltd. | Powerdepot H5B | 3 | Ginlong Technologies Co Ltd | S5-EH1P6K-L | Dyness | 2025-06-23
2024-08-12 | HBS13532 | Daqin New Energy Tech (Taizhou) Co. Ltd. Powerdepot H5B (x4) w/ Ginlong Technologies Co Ltd S5-EH1P6K-L | 18.44 |  |  | Daqin New Energy Tech (Taizhou) Co. Ltd. | Powerdepot H5B | 4 | Ginlong Technologies Co Ltd | S5-EH1P6K-L | Dyness | 2025-06-23
2024-08-12 | HBS13533 | Daqin New Energy Tech (Taizhou) Co. Ltd. Powerdepot H5B (x5) w/ Ginlong Technologies Co Ltd S5-EH1P6K-L | 23.05 |  |  | Daqin New Energy Tech (Taizhou) Co. Ltd. | Powerdepot H5B | 5 | Ginlong Technologies Co Ltd | S5-EH1P6K-L | Dyness | 2025-06-23
2024-08-19 | HBS13534 | AISWEI Technology Ai-HB 075A (x1) w/ AISWEI Technology ASW05kH-T2 | 6.91 |  |  | AISWEI Technology | Ai-HB 075A | 1 | AISWEI Technology | ASW05kH-T2 | Solplanet | 2027-07-22
2024-08-19 | HBS13535 | AISWEI Technology Ai-HB 075A (x1) w/ AISWEI Technology ASW08kH-T3 | 6.91 |  |  | AISWEI Technology | Ai-HB 075A | 1 | AISWEI Technology | ASW08kH-T3 | Solplanet | 2027-07-22
2024-08-19 | HBS13536 | AISWEI Technology Ai-HB 075A (x1) w/ AISWEI Technology ASW10kH-T3 | 6.91 |  |  | AISWEI Technology | Ai-HB 075A | 1 | AISWEI Technology | ASW10kH-T3 | Solplanet | 2027-07-22
2024-08-19 | HBS13537 | AISWEI Technology Ai-HB 075A (x1) w/ AISWEI Technology ASW12kH-T3 | 6.91 |  |  | AISWEI Technology | Ai-HB 075A | 1 | AISWEI Technology | ASW12kH-T3 | Solplanet | 2027-07-22
2024-08-19 | HBS13538 | AISWEI Technology Ai-HB 100A (x1) w/ AISWEI Technology ASW05kH-T2 | 9.21 |  |  | AISWEI Technology | Ai-HB 100A | 1 | AISWEI Technology | ASW05kH-T2 | Solplanet | 2027-07-22
2024-08-19 | HBS13539 | AISWEI Technology Ai-HB 100A (x1) w/ AISWEI Technology ASW08kH-T3 | 9.21 |  |  | AISWEI Technology | Ai-HB 100A | 1 | AISWEI Technology | ASW08kH-T3 | Solplanet | 2027-07-22
2024-08-19 | HBS13540 | AISWEI Technology Ai-HB 100A (x1) w/ AISWEI Technology ASW10kH-T3 | 9.21 |  |  | AISWEI Technology | Ai-HB 100A | 1 | AISWEI Technology | ASW10kH-T3 | Solplanet | 2027-07-22
2024-08-19 | HBS13541 | AISWEI Technology Ai-HB 100A (x1) w/ AISWEI Technology ASW12kH-T3 | 9.21 |  |  | AISWEI Technology | Ai-HB 100A | 1 | AISWEI Technology | ASW12kH-T3 | Solplanet | 2027-07-22
2024-08-19 | HBS13542 | AISWEI Technology Ai-HB 125A (x1) w/ AISWEI Technology ASW05kH-T2 | 11.52 |  |  | AISWEI Technology | Ai-HB 125A | 1 | AISWEI Technology | ASW05kH-T2 | Solplanet | 2027-07-22
2024-08-19 | HBS13543 | AISWEI Technology Ai-HB 125A (x1) w/ AISWEI Technology ASW08kH-T3 | 11.52 |  |  | AISWEI Technology | Ai-HB 125A | 1 | AISWEI Technology | ASW08kH-T3 | Solplanet | 2027-07-22
2024-08-19 | HBS13544 | AISWEI Technology Ai-HB 125A (x1) w/ AISWEI Technology ASW10kH-T3 | 11.52 |  |  | AISWEI Technology | Ai-HB 125A | 1 | AISWEI Technology | ASW10kH-T3 | Solplanet | 2027-07-22
2024-08-19 | HBS13545 | AISWEI Technology Ai-HB 125A (x1) w/ AISWEI Technology ASW12kH-T3 | 11.52 |  |  | AISWEI Technology | Ai-HB 125A | 1 | AISWEI Technology | ASW12kH-T3 | Solplanet | 2027-07-22
2024-08-19 | HBS13546 | AISWEI Technology Ai-HB 150A (x1) w/ AISWEI Technology ASW05kH-T2 | 13.82 |  |  | AISWEI Technology | Ai-HB 150A | 1 | AISWEI Technology | ASW05kH-T2 | Solplanet | 2027-07-22
2024-08-19 | HBS13547 | AISWEI Technology Ai-HB 150A (x1) w/ AISWEI Technology ASW08kH-T3 | 13.82 |  |  | AISWEI Technology | Ai-HB 150A | 1 | AISWEI Technology | ASW08kH-T3 | Solplanet | 2027-07-22
2024-08-19 | HBS13548 | AISWEI Technology Ai-HB 150A (x1) w/ AISWEI Technology ASW10kH-T3 | 13.82 |  |  | AISWEI Technology | Ai-HB 150A | 1 | AISWEI Technology | ASW10kH-T3 | Solplanet | 2027-07-22
2024-08-19 | HBS13549 | AISWEI Technology Ai-HB 150A (x1) w/ AISWEI Technology ASW12kH-T3 | 13.82 |  |  | AISWEI Technology | Ai-HB 150A | 1 | AISWEI Technology | ASW12kH-T3 | Solplanet | 2027-07-22
2024-08-19 | HBS13550 | AISWEI Technology Ai-HB 175A (x1) w/ AISWEI Technology ASW05kH-T2 | 16.12 |  |  | AISWEI Technology | Ai-HB 175A | 1 | AISWEI Technology | ASW05kH-T2 | Solplanet | 2027-07-22
2024-08-19 | HBS13551 | AISWEI Technology Ai-HB 175A (x1) w/ AISWEI Technology ASW08kH-T3 | 16.12 |  |  | AISWEI Technology | Ai-HB 175A | 1 | AISWEI Technology | ASW08kH-T3 | Solplanet | 2027-07-22
2024-08-19 | HBS13552 | AISWEI Technology Ai-HB 175A (x1) w/ AISWEI Technology ASW10kH-T3 | 16.12 |  |  | AISWEI Technology | Ai-HB 175A | 1 | AISWEI Technology | ASW10kH-T3 | Solplanet | 2027-07-22
2024-08-19 | HBS13553 | AISWEI Technology Ai-HB 175A (x1) w/ AISWEI Technology ASW12kH-T3 | 16.12 |  |  | AISWEI Technology | Ai-HB 175A | 1 | AISWEI Technology | ASW12kH-T3 | Solplanet | 2027-07-22
2024-08-19 | HBS13554 | AISWEI Technology Ai-HB 200A (x1) w/ AISWEI Technology ASW05kH-T2 | 18.43 |  |  | AISWEI Technology | Ai-HB 200A | 1 | AISWEI Technology | ASW05kH-T2 | Solplanet | 2027-07-22
2024-08-19 | HBS13555 | AISWEI Technology Ai-HB 200A (x1) w/ AISWEI Technology ASW08kH-T3 | 18.43 |  |  | AISWEI Technology | Ai-HB 200A | 1 | AISWEI Technology | ASW08kH-T3 | Solplanet | 2027-07-22
2024-08-19 | HBS13556 | AISWEI Technology Ai-HB 200A (x1) w/ AISWEI Technology ASW10kH-T3 | 18.43 |  |  | AISWEI Technology | Ai-HB 200A | 1 | AISWEI Technology | ASW10kH-T3 | Solplanet | 2027-07-22
2024-08-19 | HBS13557 | AISWEI Technology Ai-HB 200A (x1) w/ AISWEI Technology ASW12kH-T3 | 18.43 |  |  | AISWEI Technology | Ai-HB 200A | 1 | AISWEI Technology | ASW12kH-T3 | Solplanet | 2027-07-22
2024-08-19 | HBS13558 | Xiamen Well Energy Technology Co. Ltd. TNK-10000-LV-A1 (x1) w/ Clenergy Technology Co., Ltd. TNK-5000-PV-E1 | 9.21 |  |  | Xiamen Well Energy Technology Co. Ltd. | TNK-10000-LV-A1 | 1 | Clenergy Technology Co., Ltd. | TNK-5000-PV-E1 | TNK | 2027-06-05
2024-08-19 | HBS13559 | Xiamen Well Energy Technology Co. Ltd. TNK-10000-LV-A1 (x1) w/ Clenergy Technology Co., Ltd. TNK-6000-PV-E1 | 9.21 |  |  | Xiamen Well Energy Technology Co. Ltd. | TNK-10000-LV-A1 | 1 | Clenergy Technology Co., Ltd. | TNK-6000-PV-E1 | TNK | 2027-06-05